## ERP Item Records
Item ID | Item Type | Category | Group | Sub Group | Sub Group ID | Item Name | Item No | SKU | HSN Code
6858 | Finished Good | Low Voltage Busbar Supports & Connector | SMC/DMC Busbar Supports & Connector | HANLEY | 357 | 141542 - HSU.IR.45 [1 3/4] (DMC GREEN) | 7045 | 3007045 | 85381090
6857 | Finished Good | Low Voltage Busbar Supports & Connector | SMC/DMC Busbar Supports & Connector | HANLEY | 357 | 141360REV01A - HSU.IR.67 [2 5/8] (DMC GREEN) | 7044 | 3007044 | 85381090
6856 | Finished Good | Low Voltage Busbar Supports & Connector | SMC/DMC Busbar Supports & Connector | HANLEY | 357 | 141349 - HSU.IR.61 [2 3/8] (DMC GREEN) | 7043 | 3007043 | 85381090
6855 | Finished Good | Low Voltage Busbar Supports & Connector | SMC/DMC Busbar Supports & Connector | HANLEY | 357 | 141300 - HSU.IR.57 [2 1/4] (DMC GREEN) | 7042 | 3007042 | 85381090
6854 | Finished Good | Low Voltage Busbar Supports & Connector | SMC/DMC Busbar Supports & Connector | HANLEY | 357 | 141298 - HSU.IR.55 [2 1/8] (DMC GREEN) | 7041 | 3007041 | 85381090
6853 | Finished Good | Low Voltage Busbar Supports & Connector | SMC/DMC Busbar Supports & Connector | HANLEY | 357 | 141297 - HSU.IR.51 [2] (DMC GREEN) | 7040 | 3007040 | 85381090
6852 | Finished Good | Low Voltage Busbar Supports & Connector | SMC/DMC Busbar Supports & Connector | HANLEY | 357 | 141296 - HSU.IR.48 [1 7/8] (DMC GREEN) | 7039 | 3007039 | 85381090
6851 | Finished Good | Low Voltage Busbar Supports & Connector | SMC/DMC Busbar Supports & Connector | HANLEY | 357 | 141295 - HSU.IR.42 [1 5/8] (DMC GREEN) | 7038 | 3007038 | 85381090
6850 | Finished Good | Low Voltage Busbar Supports & Connector | SMC/DMC Busbar Supports & Connector | HANLEY | 357 | 141294 - HSU.IR.38 [1 1/2] (DMC GREEN) | 7037 | 3007037 | 85381090
6849 | Finished Good | Low Voltage Busbar Supports & Connector | SMC/DMC Busbar Supports & Connector | HANLEY | 357 | 141293 - HSU.IR.32 [1 1/4] (DMC GREEN) | 7036 | 3007036 | 85381090
6848 | Finished Good | Low Voltage Busbar Supports & Connector | SMC/DMC Busbar Supports & Connector | HANLEY | 357 | 141292 - HSU.IR.29 [1 1/8] (DMC GREEN) | 7035 | 3007035 | 85381090
6847 | Finished Good | Low Voltage Busbar Supports & Connector | SMC/DMC Busbar Supports & Connector | HANLEY | 357 | 141291 - HSU.IR.23 [7/8] (DMC GREEN) | 7034 | 3007034 | 85381090
6846 | Finished Good | Low Voltage Busbar Supports & Connector | SMC/DMC Busbar Supports & Connector | HANLEY | 357 | 141289 - HSU.IR.29 [1 1/8].3.121 (DMC GREEN) | 7033 | 3007033 | 85381090
6845 | Finished Good | Low Voltage Busbar Supports & Connector | SMC/DMC Busbar Supports & Connector | HANLEY | 357 | 141226 - HSU.IR.26 [1] (DMC GREEN) | 7032 | 3007032 | 85381090
6844 | Finished Good | Low Voltage Busbar Supports & Connector | SMC/DMC Busbar Supports & Connector | HANLEY | 357 | 141210 - HSU.IR.19 [3/4] (DMC GREEN) | 7031 | 3007031 | 85381090
6843 | Finished Good | Low Voltage Busbar Supports & Connector | SMC/DMC Busbar Supports & Connector | HANLEY | 357 | 140904 - HSU.IR.13 [1/2] (DMC GREEN) | 7030 | 3007030 | 85381090
6842 | Finished Good | Low Voltage Busbar Supports & Connector | SMC/DMC Busbar Supports & Connector | HANLEY | 357 | 140894 - HSU.IR.10 [3/8] (DMC GREEN) | 7028 | 3007028 | 85381090
6841 | Finished Good | Low Voltage Busbar Supports & Connector | SMC/DMC Busbar Supports & Connector | HANLEY | 357 | 141191 - HSU.IB.416.19M.3.121 (SPLIT) (SMC GREEN) | 7027 | 3007027 | 85381090
6840 | Finished Good | Low Voltage Busbar Supports & Connector | SMC/DMC Busbar Supports & Connector | HANLEY | 357 | 141190 - HSU.IB.416.19T.3.121 (SPLIT) (SMC GREEN) | 7026 | 3007026 | 85381090
6839 | Finished Good | Low Voltage Busbar Supports & Connector | SMC/DMC Busbar Supports & Connector | HANLEY | 357 | 141189 - HSU.IB.416.10M.3.121 (SMC GREEN) | 7025 | 3007025 | 85381090
6838 | Finished Good | Low Voltage Busbar Supports & Connector | SMC/DMC Busbar Supports & Connector | HANLEY | 357 | 141188 - HSU.IB.416.10T.3.121 (SMC GREEN) | 7024 | 3007024 | 85381090
6837 | Finished Good | Low Voltage Busbar Supports & Connector | SMC/DMC Busbar Supports & Connector | HANLEY | 357 | 141055 - HSU.IB.312.38.SPACER (SMC GREEN) | 7023 | 3007023 | 85381090
6836 | Finished Good | Low Voltage Busbar Supports & Connector | SMC/DMC Busbar Supports & Connector | HANLEY | 357 | 141047 - HSU.IB.5.38.SPACER (SMC GREEN) | 7022 | 3007022 | 85381090
6835 | Finished Good | Low Voltage Busbar Supports & Connector | SMC/DMC Busbar Supports & Connector | HANLEY | 357 | 141045 - HSU.IB.412.38.SPACER (SMC GREEN) | 7021 | 3007021 | 85381090
6834 | Finished Good | Low Voltage Busbar Supports & Connector | SMC/DMC Busbar Supports & Connector | HANLEY | 357 | 140987 - HSU.IB.416.39M.3.121 (SPLIT) (SMC GREEN) | 7020 | 3007020 | 85381090
6833 | Finished Good | Low Voltage Busbar Supports & Connector | SMC/DMC Busbar Supports & Connector | HANLEY | 357 | 140986 - HSU.IB.416.39T.3.121 (SPLIT) (SMC GREEN) | 7019 | 3007019 | 85381090
6832 | Finished Good | Low Voltage Busbar Supports & Connector | SMC/DMC Busbar Supports & Connector | HANLEY | 357 | 140985 - HSU.IB.3.38.SPACER (SMC GREEN) | 7018 | 3007018 | 85381090
6831 | Finished Good | Low Voltage Busbar Supports & Connector | SMC/DMC Busbar Supports & Connector | HANLEY | 357 | 140984 - HSU.IB.4.38.SPACER (SMC GREEN) | 7017 | 3007017 | 85381090
6830 | Finished Good | Low Voltage Busbar Supports & Connector | SMC/DMC Busbar Supports & Connector | HANLEY | 357 | 140979 - HSU.IB.416.29M.3.121 (SMC GREEN) | 7016 | 3007016 | 85381090
6829 | Finished Good | Low Voltage Busbar Supports & Connector | SMC/DMC Busbar Supports & Connector | HANLEY | 357 | 140978 - HSU.IB.416.29T.3.121 (SMC GREEN) | 7015 | 3007015 | 85381090
6828 | Raw Material | Component of Current Transformer | Consumables for Current Transformer | Consumable | 108 | SUPERENAMLED COPPER WIRE 23 SWG | 7007 | 1002062 | 74080000
6827 | Raw Material | Component of Current Transformer | Consumables for Current Transformer | Consumable | 108 | SUPERENAMLED COPPER WIRE 22 SWG | 7006 | 1002061 | 74080000
6826 | Raw Material | Component of Current Transformer | Consumables for Current Transformer | Consumable | 108 | SUPERENAMLED COPPER WIRE 19 SWG | 7005 | 1002060 | 74080000
6825 | Finished Good | Low Voltage Standoff Insulators | Thermoset DMC/BMC Insulators | BTC | 83 | 158-0191-01 C-830 (M8) DMC RED | 7004 | 3007014 | 85381090
6824 | Finished Good | Low Voltage Standoff Insulators | Thermoset DMC/BMC Insulators | BTC | 83 | 158-0099-01 C-1040 (M10) DMC RED | 7003 | 3007013 | 85381090
6823 | Finished Good | Pultruded Products | Standard & Fabricated Pultruted Products | FRP Tube Series | 159 | 8300861 (EPT 0410 ) | 6982 | 3007012 | 85381090
6822 | Finished Good | Low Voltage Standoff Insulators | Polyamide Insulator | SCHNEIDER | 355 | HUA46309 (PH 835 M8-MS-V0) | 6981 | 3007011 | 85381090
6821 | Finished Good | Low Voltage Standoff Insulators | Thermoset DMC/BMC Insulators | SCHNEIDER | 291 | 8504001001 (H1040 M10 - MS) | 6979 | 3007010
6820 | Finished Good | Low Voltage Standoff Insulators | Thermoset DMC/BMC Insulators | SCHNEIDER | 291 | 8300773 (40RH1060 M10- MS) | 6977 | 3007009 | 85381090
6819 | Finished Good | Low Voltage Standoff Insulators | Thermoset DMC/BMC Insulators | ABB | 70 | 2UCM003701B047 (45HH1090) | 6976 | 3007007 | 85381090
6818 | Finished Good | Low Voltage Standoff Insulators | Thermoset DMC/BMC Insulators | SCHNEIDER | 291 | 850-4356 (2015-M3B (AL Metric insert Insert M10 x 14.3 mm) | 6950 | 3007008 | 85381090
6816 | Finished Good | Low Voltage Busbar Supports & Connector | SMC/DMC Busbar Supports & Connector | Finger Supports | 320 | 137K-S (Finger Support (20 x 70 ) - for 2 runs of 12mm busbar-SMC Ivory ) | 6948 | 3007006 | 85381090
6815 | Finished Good | Low Voltage Standoff Insulators | Thermoset DMC/BMC Insulators | Conical Insulators | 106 | C1280(M12)-MS (Conical Standoff Insulator M12 x 80mm - MS Insert ) | 6947 | 3007005 | 85381090
6814 | Finished Good | Low Voltage Standoff Insulators | Thermoset DMC/BMC Insulators | BAHRA | 356 | 130005 (D1045(M10)-MS (Drum Insulator M10 x 45mm - MS Insert )) | 6946 | 3007004 | 85381090
6813 | Finished Good | Low Voltage Standoff Insulators | Thermoset DMC/BMC Insulators | BAHRA | 356 | 130006 (D1065(M10)-MS (Drum Insulator M10 x 65mm - MS Insert )) | 6945 | 3007003 | 85381090
6812 | Raw Material | Thermoset RM | DMC/SMC Raw Material | RESIN | 354 | Crystic PD 7924 | 6933 | 1002059 | 39079120
6811 | Finished Good | Low Voltage Standoff Insulators | Thermoset DMC/BMC Insulators | SCHNEIDER | 291 | HUA42485-LV (20HH6(7)20 -Full Hex AF-20mm X 20mm - M6 MS Insert) | 6932 | 3007002
6810 | Finished Good | Low Voltage Standoff Insulators | Thermoset DMC/BMC Insulators | Water Tank Insulator | 312 | WT061926(M6) -BK (WT Series M6 x 26mm - MS Insert , Black Colour) | 6927 | 3007001 | 85381090
6809 | Finished Good | Panel Accessories | Polyamide Locks for Panel | Point Head Series | 251 | PA 101-2K PIN Polyamide series | 6923 | 3007000
6808 | Raw Material | Thermoset RM | DMC/SMC Raw Material | Pigment | 249 | RAL 6035 | 6913 | 1002058
6807 | Raw Material | Thermoset RM | DMC/SMC Raw Material | Pigment | 249 | TITANIUM DIOXIDE (DU-PONT R902+) | 6912 | 1002057 | 32061110
6806 | Raw Material | Thermoset RM | DMC/SMC Raw Material | Pigment | 249 | BLACK MB | 6911 | 1002056
6805 | Raw Material | Thermoset RM | DMC/SMC Raw Material | Pigment | 249 | RAL DS170 6010(LT SMOKE) | 6910 | 1002055
6804 | Raw Material | Thermoset RM | DMC/SMC Raw Material | Pigment | 249 | RAL 7035 GREY | 6909 | 1002054
6803 | Raw Material | Thermoset RM | DMC/SMC Raw Material | Pigment | 249 | Synthetic Iron Oxide CLAX-473 | 6908 | 1002053
6802 | Raw Material | Thermoset RM | DMC/SMC Raw Material | Pigment | 249 | R-530 RED PIGMENT | 6907 | 1002052
6801 | Raw Material | Thermoset RM | DMC/SMC Raw Material | Pigment | 249 | R-571 US RED PIGMENT | 6906 | 1002051
6800 | Raw Material | Thermoset RM | DMC/SMC Raw Material | Glass fibre | 208 | FIBER GLASS ROVING-2400 TEX | 6904 | 1002050
6799 | Raw Material | Thermoset RM | DMC/SMC Raw Material | RESIN | 354 | AROPOL 7054 | 6891 | 1002049
6797 | Out Sourced / Processed Material | THERMOPLASTIC MATERIAL | BLENDED | ZYTEL | 313 | ZYTEL-PA (70G33L+101L-HB - NATURAL) | 6797 | 2001001 | 85381090
6796 | By Product | Thermoplastic SCRAP | Injection molding scrap | ZYTEL | 314 | ZYTEL-PA (70G33L+101L-HB - NATURAL) | 6796 | 2009001 | 85381090
6795 | By Product | Thermoplastic SCRAP | Injection molding scrap | NYLON | 225 | ZYTEL-70G-33L SCRAP (ZYTEL-70G-33L) | 6795 | 2009002 | 85381090
6794 | Raw Material | Thermoplastic RM | Injection molding RM | NYLON | 224 | ZYTEL-70G-33L (ZYTEL-70G-33L) | 6794 | 1001012 | 85381090
6793 | By Product | Thermoplastic SCRAP | Injection molding scrap | NYLON | 225 | ZYTEL HTNFR52 SCRAP (ZYTEL HTNFR52) | 6793 | 2009003 | 85381090
6792 | Raw Material | Thermoplastic RM | Injection molding RM | NYLON | 224 | ZYTEL HTNFR52 (ZYTEL HTNFR52) | 6792 | 1001013 | 85381090
6791 | By Product | Thermoplastic SCRAP | Injection molding scrap | NYLON | 225 | Zytel HTNFR51G35L SCRAP (Zytel HTNFR51G35L) | 6791 | 2009004 | 85381090
6790 | Raw Material | Thermoplastic RM | Injection molding RM | NYLON | 224 | Zytel HTNFR51G35L (Zytel HTNFR51G35L) | 6790 | 1001014 | 85381090
6789 | By Product | Thermoplastic SCRAP | Injection molding scrap | NYLON | 225 | ZYTEL HTNFR51 SCRAP (ZYTEL HTNFR51) | 6789 | 2009005 | 85381090
6788 | Raw Material | Thermoplastic RM | Injection molding RM | NYLON | 224 | ZYTEL HTNFR51 (ZYTEL HTNFR51) | 6788 | 1001015 | 85381090
6787 | By Product | Thermoplastic SCRAP | Injection molding scrap | NYLON | 225 | ZYTEL FR50 BK505 SCRAP (ZYTEL FR50 BK505) | 6787 | 2009006 | 85381090
6786 | Raw Material | Thermoplastic RM | Injection molding RM | NYLON | 224 | ZYTEL FR50 BK505 (ZYTEL FR50 BK505) | 6786 | 1001016 | 85381090
6785 | By Product | Thermoplastic SCRAP | Injection molding scrap | NYLON | 225 | ZYTEL BK153J SCRAP | 6785 | 2009007 | 85381090
6784 | Raw Material | Thermoplastic RM | Injection molding RM | NYLON | 224 | ZYTEL BK153J | 6784 | 1001017 | 85381090
6783 | By Product | Thermoplastic SCRAP | Injection molding scrap | NYLON | 225 | ZYTEL 7331J NC SCRAP (ZYTEL 7331J NC) | 6783 | 2009008 | 85381090
6782 | Raw Material | Thermoplastic RM | Injection molding RM | NYLON | 224 | ZYTEL 7331J NC (ZYTEL 7331J NC) | 6782 | 1001018 | 85381090
6781 | By Product | Thermoplastic SCRAP | Injection molding scrap | NYLON | 225 | ZYTEL 6 WHITE SCRAP (ZYTEL 6 WHITE) | 6781 | 2009009 | 85381090
6780 | Raw Material | Thermoplastic RM | Injection molding RM | NYLON | 224 | ZYTEL 6 WHITE (ZYTEL 6 WHITE) | 6780 | 1001019 | 85381090
6779 | By Product | Thermoplastic SCRAP | Injection molding scrap | NYLON | 225 | ZYTEL 101LNC010 SCRAP (ZYTEL 101LNC010) | 6779 | 2009010 | 85381090
6778 | Raw Material | Thermoplastic RM | Injection molding RM | NYLON | 224 | ZYTEL 101LNC010 (ZYTEL 101LNC010) | 6778 | 1001020 | 85381090
6777 | Raw Material | Thermoset RM | DMC/SMC Raw Material | Additive | 79 | ZINC STERATE (ZINC STERATE) | 6777 | 1001137 | 29157090
6776 | Raw Material | Thermoset RM | Epoxy Raw Material | Resin | 274 | YDL 680 EPOXY RESIN (YDL 680 EPOXY RESIN) | 6776 | 1001095 | 85381090
6775 | Finished Good | Low Voltage Standoff Insulators | Thermoset DMC/BMC Insulators | Water Tank Insulator | 312 | WT1050(M10)-M1020.M10.17-MS (WT Male MaleSeries M10 x 50mm - MS Insert ) | 6775 | 3006185 | 85381090
6774 | Finished Good | Low Voltage Standoff Insulators | Thermoset DMC/BMC Insulators | Water Tank Insulator | 312 | WT1050(M10)-M1020.F10.17-MS (WT Male Female Series M10 x 50mm - MS Insert ) | 6774 | 3006191 | 85381090
6773 | Finished Good | Low Voltage Standoff Insulators | Thermoset DMC/BMC Insulators | Water Tank Insulator | 312 | WT1050(M10) -MS (WT Series M10 x 50mm - MS Insert ) | 6773 | 3006197 | 85381090
6772 | Finished Good | Low Voltage Standoff Insulators | Thermoset DMC/BMC Insulators | Water Tank Insulator | 312 | WT1035(M10)-M1015.M1012-MS (WT Male MaleSeries M10 x 35mm - MS Insert ) | 6772 | 3006186 | 85381090
6771 | Finished Good | Low Voltage Standoff Insulators | Thermoset DMC/BMC Insulators | Water Tank Insulator | 312 | WT1035(M10)-M1015.F1012-MS (WT Male Female Series M10 x 35mm - MS Insert ) | 6771 | 3006192 | 85381090
6770 | Finished Good | Low Voltage Standoff Insulators | Thermoset DMC/BMC Insulators | Water Tank Insulator | 312 | WT1035(M10) -MS (WT Series M10 x 35mm - MS Insert ) | 6770 | 3006198 | 85381090
6769 | Finished Good | Low Voltage Standoff Insulators | Thermoset DMC/BMC Insulators | Water Tank Insulator | 312 | WT0835(M8)-M0815.M0812 -MS (WT Male MaleSeries M8 x 35mm - MS Insert ) | 6769 | 3006187 | 85381090
6768 | Finished Good | Low Voltage Standoff Insulators | Thermoset DMC/BMC Insulators | Water Tank Insulator | 312 | WT0835(M8)-M0815.F0812 -MS (WT Male Female Series M8 x 35mm - MS Insert ) | 6768 | 3006193 | 85381090
6767 | Finished Good | Low Voltage Standoff Insulators | Thermoset DMC/BMC Insulators | Water Tank Insulator | 312 | WT0835(M8) -MS (WT Series M8 x 35mm - MS Insert ) | 6767 | 3006199 | 85381090
6766 | Finished Good | Low Voltage Standoff Insulators | Thermoset DMC/BMC Insulators | Water Tank Insulator | 312 | WT0635(M6)-M0615.M06.12-MS (WT Male MaleSeries M6 x 35mm - MS Insert ) | 6766 | 3006188 | 85381090
6765 | Finished Good | Low Voltage Standoff Insulators | Thermoset DMC/BMC Insulators | Water Tank Insulator | 312 | WT0635(M6)-M0615.F06.12-MS (WT Male Female Series M6 x 35mm - MS Insert ) | 6765 | 3006194 | 85381090
6764 | Finished Good | Low Voltage Standoff Insulators | Thermoset DMC/BMC Insulators | Water Tank Insulator | 312 | WT0635(M6) -MS (WT Series M6 x 35mm - MS Insert ) | 6764 | 3006200 | 85381090
6763 | Finished Good | Low Voltage Standoff Insulators | Thermoset DMC/BMC Insulators | Water Tank Insulator | 312 | WT061926(M6)-M0610.M0607-MS (WT Male MaleSeries M6 x 26mm - MS Insert ) | 6763 | 3006189 | 85381090
6762 | Finished Good | Low Voltage Standoff Insulators | Thermoset DMC/BMC Insulators | Water Tank Insulator | 312 | WT061926(M6)-M0610.F0607-MS (WT Male Female Series M6x26mm - MS Insert ) | 6762 | 3006195 | 85381090
6761 | Finished Good | Low Voltage Standoff Insulators | Thermoset DMC/BMC Insulators | Water Tank Insulator | 312 | WT061926(M6) -MS (WT Series M6 x 26mm - MS Insert ) | 6761 | 3006201 | 85381090
6760 | Finished Good | Low Voltage Standoff Insulators | Thermoset DMC/BMC Insulators | Water Tank Insulator | 312 | WT0515(M5)-M0506.M0503-MS (WT Male MaleSeries M5 x 15mm - MS Insert ) | 6760 | 3006190 | 85381090
6759 | Finished Good | Low Voltage Standoff Insulators | Thermoset DMC/BMC Insulators | Water Tank Insulator | 312 | WT0515(M5)-M0506.F0503-MS (WT Male Female Series M5 x 15mm - MS Insert ) | 6759 | 3006196 | 85381090
6758 | Finished Good | Low Voltage Standoff Insulators | Thermoset DMC/BMC Insulators | Water Tank Insulator | 312 | WT0515(M5) -MS (WT Series M5 x 15mm - MS Insert ) | 6758 | 3006202 | 85381090
6757 | Finished Good | Metering Current Transformers | PRIMARY WOUND BUSBAR TYPE | PRIMARY WOUND BUSBAR TYPE WL1 | 254 | WPL 65 -5B (60/5A- Primary Wound Type Metering CT WL: 1 Secondary 5 A- Class :1) | 6757 | 3003446 | 85381090
6756 | Finished Good | Metering Current Transformers | PRIMARY WOUND BUSBAR TYPE | PRIMARY WOUND BUSBAR TYPE WL1 | 254 | WPL 61 -5B (60/1A- Primary Wound Type Metering CT WL: 1 Secondary 1 A- Class :1) | 6756 | 3003437 | 85381090
6755 | Finished Good | Metering Current Transformers | PRIMARY WOUND BUSBAR TYPE | PRIMARY WOUND BUSBAR TYPE WL1 | 254 | WPL 6 -5B (5/1A- Primary Wound Type Metering CT WL: 1 Secondary 1 A- Class :1) | 6755 | 3003445 | 85381090
6754 | Finished Good | Metering Current Transformers | PRIMARY WOUND BUSBAR TYPE | PRIMARY WOUND BUSBAR TYPE WL1 | 254 | WPL 55 -5B (55/5A- Primary Wound Type Metering CT WL: 1 Secondary 5 A- Class :1) | 6754 | 3003447 | 85381090
6753 | Finished Good | Metering Current Transformers | PRIMARY WOUND BUSBAR TYPE | PRIMARY WOUND BUSBAR TYPE WL1 | 254 | WPL 51 -5B (55/1A- Primary Wound Type Metering CT WL: 1 Secondary 1 A- Class :1) | 6753 | 3003438 | 85381090
6752 | Finished Good | Metering Current Transformers | PRIMARY WOUND BUSBAR TYPE | PRIMARY WOUND BUSBAR TYPE WL1 | 254 | WPL 45 -5B (40/5A- Primary Wound Type Metering CT WL: 1 Secondary 5 A- Class :1) | 6752 | 3003448 | 85381090
6751 | Finished Good | Metering Current Transformers | PRIMARY WOUND BUSBAR TYPE | PRIMARY WOUND BUSBAR TYPE WL1 | 254 | WPL 41 -5B (40/1A- Primary Wound Type Metering CT WL: 1 Secondary 1 A- Class :1) | 6751 | 3003439 | 85381090
6750 | Finished Good | Metering Current Transformers | PRIMARY WOUND BUSBAR TYPE | PRIMARY WOUND BUSBAR TYPE WL1 | 254 | WPL 35 -5B (30/5A- Primary Wound Type Metering CT WL: 1 Secondary 5 A- Class :1) | 6750 | 3003449 | 85381090
6749 | Finished Good | Metering Current Transformers | PRIMARY WOUND BUSBAR TYPE | PRIMARY WOUND BUSBAR TYPE WL1 | 254 | WPL 31 -5B (30/1A- Primary Wound Type Metering CT WL: 1 Secondary 1 A- Class :1) | 6749 | 3003440 | 85381090
6748 | Finished Good | Metering Current Transformers | PRIMARY WOUND BUSBAR TYPE | PRIMARY WOUND BUSBAR TYPE WL1 | 254 | WPL 30 -5B (25/5A- Primary Wound Type Metering CT WL: 1 Secondary 5 A- Class :1) | 6748 | 3003450 | 85381090
6747 | Finished Good | Metering Current Transformers | PRIMARY WOUND BUSBAR TYPE | PRIMARY WOUND BUSBAR TYPE WL1 | 254 | WPL 26 -5B (25/1A- Primary Wound Type Metering CT WL: 1 Secondary 1 A- Class :1) | 6747 | 3003441 | 85381090
6746 | Finished Good | Metering Current Transformers | PRIMARY WOUND BUSBAR TYPE | PRIMARY WOUND BUSBAR TYPE WL1 | 254 | WPL 25 -5B (20/5A- Primary Wound Type Metering CT WL: 1 Secondary 5 A- Class :1) | 6746 | 3003451 | 85381090
6745 | Finished Good | Metering Current Transformers | PRIMARY WOUND BUSBAR TYPE | PRIMARY WOUND BUSBAR TYPE WL1 | 254 | WPL 21 -5B (20/1A- Primary Wound Type Metering CT WL: 1 Secondary 1 A- Class :1) | 6745 | 3003442 | 85381090
6744 | Finished Good | Metering Current Transformers | PRIMARY WOUND BUSBAR TYPE | PRIMARY WOUND BUSBAR TYPE WL1 | 254 | WPL 20 -5B (15/5A- Primary Wound Type Metering CT WL: 1 Secondary 5 A- Class :1) | 6744 | 3003452 | 85381090
6743 | Finished Good | Metering Current Transformers | PRIMARY WOUND BUSBAR TYPE | PRIMARY WOUND BUSBAR TYPE WL1 | 254 | WPL 16 -5B (15/5A- Primary Wound Type Metering CT WL: 1 Secondary 1 A- Class :1) | 6743 | 3003443 | 85381090
6742 | Finished Good | Metering Current Transformers | PRIMARY WOUND BUSBAR TYPE | PRIMARY WOUND BUSBAR TYPE WL1 | 254 | WPL 15 -5B (10/5A- Primary Wound Type Metering CT WL: 1 Secondary 5 A- Class :1) | 6742 | 3003453 | 85381090
6741 | Finished Good | Metering Current Transformers | PRIMARY WOUND BUSBAR TYPE | PRIMARY WOUND BUSBAR TYPE WL1 | 254 | WPL 11 -5B (10/1A- Primary Wound Type Metering CT WL: 1 Secondary 1 A- Class :1) | 6741 | 3003444 | 85381090
6740 | Finished Good | Metering Current Transformers | PRIMARY WOUND BUSBAR TYPE | PRIMARY WOUND BUSBAR TYPE WL1 | 254 | WPL 10 -5B (5/5A- Primary Wound Type Metering CT WL: 1 Secondary 5 A- Class :1) | 6740 | 3003454 | 85381090
6739 | Raw Material | Machined Metal Parts | Metal Items | Consumable Items | 111 | WASHER-SPRING M8(C) (WASHER-SPRING M8(C)) | 6739 | 1001207 | 85381090
6738 | Raw Material | Machined Metal Parts | Metal Items | Consumable Items | 111 | WASHER-SPRING M6(C) (WASHER-SPRING M6(C)) | 6738 | 1001208 | 85381090
6737 | Raw Material | Machined Metal Parts | Metal Items | Consumable Items | 111 | WASHER-SPRING M10(C) (WASHER-SPRING M10(C)) | 6737 | 1001209 | 85381090
6736 | Raw Material | Machined Metal Parts | Metal Items | Consumable Items | 111 | WASHER-PLAIN M8(C) (WASHER-PLAIN M8(C)) | 6736 | 1001210 | 85381090
6735 | Raw Material | Machined Metal Parts | Metal Items | Consumable Items | 111 | WASHER-PLAIN M6(C) (WASHER-PLAIN M6(C)) | 6735 | 1001211 | 85381090
6734 | Raw Material | Machined Metal Parts | Metal Items | Consumable Items | 111 | WASHER-PLAIN M4(C) (WASHER-PLAIN M4(C)) | 6734 | 1001212 | 85381090
6733 | Raw Material | Machined Metal Parts | Metal Items | Consumable Items | 111 | WASHER-PLAIN M10(C) (WASHER-PLAIN M10(C)) | 6733 | 1001213 | 85381090
6732 | Raw Material | Machined Metal Parts | Metal Items | Consumable Items | 111 | WASHER SPRING M12(C) (WASHER SPRING M12(C)) | 6732 | 1001214 | 85381090
6731 | Raw Material | Machined Metal Parts | Metal Items | Consumable Items | 111 | WASHER PLAIN M5(C) (WASHER PLAIN M5(C)) | 6731 | 1001215 | 85381090
6730 | Raw Material | Machined Metal Parts | Metal Items | Consumable Items | 111 | WASHER PLAIN M12(C) (WASHER PLAIN M12(C)) | 6730 | 1001216 | 85381090
6729 | Raw Material | Packaging material | Packing boxes | Inner/Outer boxes | 212 | W-2 PRINT inr (W-2 PRINT INNER) | 6729 | 1001258 | 85381090
6728 | Raw Material | Packaging material | Packing boxes | Inner/Outer boxes | 212 | W-2 otr (W-2 OUTER) | 6728 | 1001259 | 85381090
6727 | Raw Material | Packaging material | Packing boxes | Inner/Outer boxes | 212 | W-1 PRINT inr (W-1 PRINT INNER) | 6727 | 1001260 | 85381090
6726 | Raw Material | Packaging material | Packing boxes | Inner/Outer boxes | 212 | W-1 otr (W-1 OUTER) | 6726 | 1001261 | 85381090
6725 | Raw Material | Thermoset RM | DMC/SMC Raw Material | Additive | 79 | VINAPAS C501 (VINAPAS C501) | 6725 | 1001138 | 85381090
6724 | Raw Material | Thermoset RM | DMC/SMC Raw Material | Additive | 79 | VINAPAS C341 (VINAPAS C341) | 6724 | 1001139 | 85381090
6723 | Raw Material | Metal Parts for BBSI | Inserts | MS Inserts | 219 | UNC 10-24 (UNC 10-24) | 6723 | 1001563 | 85381090
6722 | By Product | Thermoplastic SCRAP | Injection molding scrap | Engineered Plastic | 154 | TPU SCRAP (TPU) | 6722 | 2009011 | 85381090
6721 | Raw Material | Thermoplastic RM | Injection molding RM | Engineered Plastic | 153 | TPU (TPU) | 6721 | 1001021 | 85381090
6720 | Raw Material | Packaging material | Packing boxes | Inner/Outer boxes | 212 | TPN-55 PRINT inr (TPN-55 PRINT INNER) | 6720 | 1001262 | 85381090
6719 | Raw Material | Packaging material | Packing boxes | Inner/Outer boxes | 212 | TPN42 otr (TPN42 OUTER) | 6719 | 1001263 | 85381090
6718 | Raw Material | Packaging material | Packing boxes | Inner/Outer boxes | 212 | TPN-42 PRINT inr (TPN-42 PRINT INNER) | 6718 | 1001264 | 85381090
6717 | Raw Material | Packaging material | Packing boxes | Inner/Outer boxes | 212 | TPN-42 otr (TPN-42 OUTER) | 6717 | 1001265 | 85381090
6716 | Raw Material | Packaging material | Packing boxes | Inner/Outer boxes | 212 | TPN30(OLD) wht inr (TPN30(OLD) WHITE INNER) | 6716 | 1001266 | 85381090
6715 | Raw Material | Packaging material | Packing boxes | Inner/Outer boxes | 212 | TPN30(OLD) PRINT inr (TPN30(OLD) PRINT INNER) | 6715 | 1001267 | 85381090
6714 | Raw Material | Packaging material | Packing boxes | Inner/Outer boxes | 212 | TPN-30 PRINT inr (NEW) (TPN-30 PRINT INNER (NEW)) | 6714 | 1001268 | 85381090
6713 | Finished Good | Low Voltage Busbar Supports & Connector | SMC/DMC Busbar Supports & Connector | TPN Supports | 341 | TPN214/55-S (TPN Support- 550mm - for 2 runs of 12mm busbar-SMC Ivory ) | 6713 | 3004915 | 85381090
6712 | Finished Good | Low Voltage Busbar Supports & Connector | SMC/DMC Busbar Supports & Connector | TPN Supports | 341 | TPN214/42-S (TPN Support- 420mm - for 2 runs of 12mm busbar-SMC Ivory ) | 6712 | 3004918 | 85381090
6711 | Finished Good | Low Voltage Busbar Supports & Connector | SMC/DMC Busbar Supports & Connector | TPN Supports | 341 | TPN214/35-S (TPN Support- 350mm - for 2 runs of 12mm busbar-SMC Ivory ) | 6711 | 3004921 | 85381090
6710 | Finished Good | Low Voltage Busbar Supports & Connector | SMC/DMC Busbar Supports & Connector | TPN Supports | 341 | TPN214/30-S (TPN Support- 300mm - for 2 runs of 12mm busbar-SMC Ivory ) | 6710 | 3004924 | 85381090
6709 | Finished Good | Low Voltage Busbar Supports & Connector | SMC/DMC Busbar Supports & Connector | TPN Supports | 341 | TPN211/55-S (TPN Support- 550mm - for 2 runs of 10mm busbar-SMC Ivory ) | 6709 | 3004916 | 85381090
6708 | Finished Good | Low Voltage Busbar Supports & Connector | SMC/DMC Busbar Supports & Connector | TPN Supports | 341 | TPN211/42-S (TPN Support- 420mm - for 2 runs of 10mm busbar-SMC Ivory ) | 6708 | 3004919 | 85381090
6707 | Finished Good | Low Voltage Busbar Supports & Connector | SMC/DMC Busbar Supports & Connector | TPN Supports | 341 | TPN211/35-S (TPN Support- 350mm - for 2 runs of 10mm busbar-SMC Ivory ) | 6707 | 3004922 | 85381090
6706 | Finished Good | Low Voltage Busbar Supports & Connector | SMC/DMC Busbar Supports & Connector | TPN Supports | 341 | TPN211/35-S (TP Support- 350mm - for 2 runs of 10mm busbar-SMC Ivory) | 6706 | 3004913 | 85381090
6705 | Finished Good | Low Voltage Busbar Supports & Connector | SMC/DMC Busbar Supports & Connector | TPN Supports | 341 | TPN211/30-S (TPN Support- 300mm - for 2 runs of 10mm busbar-SMC Ivory ) | 6705 | 3004925 | 85381090
6704 | Finished Good | Low Voltage Busbar Supports & Connector | SMC/DMC Busbar Supports & Connector | TPN Supports | 341 | TPN207/55-S (TPN Support- 550mm - for 2 runs of 6mm busbar-SMC Ivory ) | 6704 | 3004917 | 85381090
6703 | Finished Good | Low Voltage Busbar Supports & Connector | SMC/DMC Busbar Supports & Connector | TPN Supports | 341 | TPN207/42-S (TPN Support- 420mm - for 2 runs of 6mm busbar-SMC Ivory ) | 6703 | 3004920 | 85381090
6702 | Finished Good | Low Voltage Busbar Supports & Connector | SMC/DMC Busbar Supports & Connector | TPN Supports | 341 | TPN207/35-S (TPN Support- 350mm - for 2 runs of 6mm busbar-SMC Ivory ) | 6702 | 3004923 | 85381090
6701 | Finished Good | Low Voltage Busbar Supports & Connector | SMC/DMC Busbar Supports & Connector | TPN Supports | 341 | TPN207/30-S (TPN Support- 300mm - for 2 runs of 6mm busbar-SMC Ivory ) | 6701 | 3004926 | 85381090
6700 | Finished Good | Low Voltage Busbar Supports & Connector | SMC/DMC Busbar Supports & Connector | TPN Supports | 341 | TPN114/55-S (TPN Support- 550mm - for 1 run of 12mm busbar-SMC Ivory ) | 6700 | 3004927 | 85381090
6699 | Finished Good | Low Voltage Busbar Supports & Connector | SMC/DMC Busbar Supports & Connector | TPN Supports | 341 | TPN114/42-S (TPN Support- 420mm - for 1 run of 12mm busbar-SMC Ivory ) | 6699 | 3004930 | 85381090
6698 | Finished Good | Low Voltage Busbar Supports & Connector | SMC/DMC Busbar Supports & Connector | TPN Supports | 341 | TPN114/35-S (TPN Support- 350mm - for 1 run of 12mm busbar-SMC Ivory ) | 6698 | 3004933 | 85381090
6697 | Finished Good | Low Voltage Busbar Supports & Connector | SMC/DMC Busbar Supports & Connector | TPN Supports | 341 | TPN114/30-S (TPN Support- 300mm - for 1 run of 12mm busbar-SMC Ivory ) | 6697 | 3004936 | 85381090
6696 | Finished Good | Low Voltage Busbar Supports & Connector | SMC/DMC Busbar Supports & Connector | TPN Supports | 341 | TPN111/55-S (TPN Support- 550mm - for 1 run of 10mm busbar-SMC Ivory ) | 6696 | 3004928 | 85381090
6695 | Finished Good | Low Voltage Busbar Supports & Connector | SMC/DMC Busbar Supports & Connector | TPN Supports | 341 | TPN111/42-S (TPN Support- 420mm - for 1 run of 10mm busbar-SMC Ivory ) | 6695 | 3004931 | 85381090
6694 | Finished Good | Low Voltage Busbar Supports & Connector | SMC/DMC Busbar Supports & Connector | TPN Supports | 341 | TPN111/35-S (TPN Support- 350mm - for 1 run of 10mm busbar-SMC Ivory ) | 6694 | 3004934 | 85381090
6693 | Finished Good | Low Voltage Busbar Supports & Connector | SMC/DMC Busbar Supports & Connector | TPN Supports | 341 | TPN111/30-S (TPN Support- 300mm - for 1 run of 10mm busbar-SMC Ivory ) | 6693 | 3004937 | 85381090
6692 | Finished Good | Low Voltage Busbar Supports & Connector | SMC/DMC Busbar Supports & Connector | TPN Supports | 341 | TPN107/55-S (TPN Support- 550mm - for 1 run of 6mm busbar-SMC Ivory ) | 6692 | 3004929 | 85381090
6691 | Finished Good | Low Voltage Busbar Supports & Connector | SMC/DMC Busbar Supports & Connector | TPN Supports | 341 | TPN107/42-S (TPN Support- 420mm - for 1 run of 6mm busbar-SMC Ivory ) | 6691 | 3004932 | 85381090
6690 | Finished Good | Low Voltage Busbar Supports & Connector | SMC/DMC Busbar Supports & Connector | TPN Supports | 341 | TPN107/35-S (TPN Support- 350mm - for 1 run of 6mm busbar-SMC Ivory ) | 6690 | 3004935 | 85381090
6689 | Finished Good | Low Voltage Busbar Supports & Connector | SMC/DMC Busbar Supports & Connector | TPN Supports | 341 | TPN107/30-S (TPN Support- 300mm - for 1 run of 6mm busbar-SMC Ivory ) | 6689 | 3004938 | 85381090
6688 | Finished Good | Low Voltage Busbar Supports & Connector | SMC/DMC Busbar Supports & Connector | Insulators for Vertical/Horizontal Bars | 323 | TP-50/270H (Hor Tripolar BBS- 3R x 50mm busbar- 270mm-Hole -10.5mm-SMC Ivory ) | 6688 | 3004853 | 85381090
6687 | Finished Good | Low Voltage Busbar Supports & Connector | SMC/DMC Busbar Supports & Connector | Insulators for Vertical/Horizontal Bars | 323 | TP-50/270(M10) (Hor Tripolar BBS- 3R x 50mm busbar- 270mm - M10 MS Insert - SMC Ivory ) | 6687 | 3004854 | 85381090
6686 | Finished Good | Low Voltage Busbar Supports & Connector | SMC/DMC Busbar Supports & Connector | TPN Supports | 341 | TP306/35-S (TP Support- 350mm - for 3 runs of 6mm busbar-SMC Ivory) | 6686 | 3004914 | 85381090
6685 | Finished Good | Low Voltage Busbar Supports & Connector | SMC/DMC Busbar Supports & Connector | Insulators for Vertical/Horizontal Bars | 323 | TP2300636DR (Hor Tripolar BBS- 3R x 60mm busbar- 232mm - SMC Ivory ) | 6685 | 3004848 | 85381090
6684 | Finished Good | Low Voltage Busbar Supports & Connector | SMC/DMC Busbar Supports & Connector | Insulators for Vertical/Horizontal Bars | 323 | TP-20/120H (Hor Tripolar BBS- 3R x 20mm busbar- 120mm - Hole-6.3mm - SMC Ivory ) | 6684 | 3004851 | 85381090
6683 | Finished Good | Low Voltage Busbar Supports & Connector | SMC/DMC Busbar Supports & Connector | Insulators for Vertical/Horizontal Bars | 323 | TP-20/120(M8) (Hor Tripolar BBS- 3R x 20mm busbar- 120mm - M8 MS Insert - SMC Ivory ) | 6683 | 3004852 | 85381090
6682 | Finished Good | Low Voltage Standoff Insulators | Thermoset DMC/BMC Insulators | SCHNEIDER | 291 | TME02979 (25HH635 -Full Hex AF-25mm X 35mm - M6 MS Insert) | 6682 | 3003650 | 85381090
6681 | Finished Good | Low Voltage Standoff Insulators | Thermoset DMC/BMC Insulators | SCHNEIDER | 291 | TME02973 (25HH650 -Full Hex AF-25mm X 50mm - M6 MS Insert) | 6681 | 3003649 | 85381090
6679 | Finished Good | Custom Thermoplastic Product | Oil & Gas | perf-gun | 248 | TGC TOP CONNECTOR (TGC TOP CONNECTOR) | 6679 | 3003877 | 85381090
6678 | Finished Good | Custom Thermoplastic Product | Oil & Gas | perf-gun | 248 | TGC BOTTOM CONNECTER (TGC BOTTOM CONNECTER) | 6678 | 3003876 | 85381090
6677 | Raw Material | Component of Current Transformer | Consumables for Current Transformer | Consumable | 108 | TERMINAL CAP CT (TERMINAL CAP CT) | 6677 | 1001551 | 85381090
6676 | Raw Material | Thermoset RM | DMC/SMC Raw Material | Additive | 79 | TBPB (TBPB) | 6676 | 1001141 | 29162000
6675 | Finished Good | Low Voltage Busbar Supports & Connector | SMC/DMC Busbar Supports & Connector | Terminal Connectors | 335 | TBC 4212 (Quadripolar Connector with cap - 200 ampere- M12 Studs for Terminals ) | 6675 | 3004738 | 85381090
6674 | Finished Good | Low Voltage Busbar Supports & Connector | SMC/DMC Busbar Supports & Connector | Terminal Connectors | 335 | TBC 4210 (Quadripolar Connector with cap - 160 ampere- M8 Studs for Terminals ) | 6674 | 3004740 | 85381090
6673 | Finished Good | Low Voltage Busbar Supports & Connector | SMC/DMC Busbar Supports & Connector | Terminal Connectors | 335 | TBC 4108 (Quadripolar Connector with cap - 100 ampere- M8 Studs for Terminals ) | 6673 | 3004742 | 85381090
6672 | Finished Good | Low Voltage Busbar Supports & Connector | SMC/DMC Busbar Supports & Connector | Terminal Connectors | 335 | TBC 4106 (Quadripolar Connector with cap - 63 ampere- M6 Studs for Terminals ) | 6672 | 3004744 | 85381090
6671 | Finished Good | Low Voltage Busbar Supports & Connector | SMC/DMC Busbar Supports & Connector | Terminal Connectors | 335 | TBC 3108 (Tripolar Connector with Cap- 100 ampere - M8 Studs for Terminals ) | 6671 | 3004746 | 85381090
6670 | Finished Good | Low Voltage Busbar Supports & Connector | SMC/DMC Busbar Supports & Connector | Terminal Connectors | 335 | TBC 3106 (Tripolar Connector with Cap- 63 ampere - M6 MS Studs for Terminals ) | 6670 | 3004748 | 85381090
6669 | Finished Good | Low Voltage Busbar Supports & Connector | SMC/DMC Busbar Supports & Connector | Terminal Connectors | 335 | TBC 2108 (Bipollar Connector with Cap- 100 ampere - M8 MS Studs for Terminals ) | 6669 | 3004750 | 85381090
6668 | Finished Good | Low Voltage Busbar Supports & Connector | SMC/DMC Busbar Supports & Connector | Terminal Connectors | 335 | TBC 2106 (Bipolar Connector with Cap- 63 ampere - M6 MS Studs for Terminals ) | 6668 | 3004752 | 85381090
6667 | By Product | Thermoplastic SCRAP | Injection molding scrap | Engineered Plastic | 154 | TBBA SCRAP (TBBA) | 6667 | 2009012 | 85381090
6666 | Raw Material | Thermoplastic RM | Injection molding RM | Engineered Plastic | 153 | TBBA (TBBA) | 6666 | 1001022 | 85381090
6665 | Out Sourced / Processed Material | Injection molded component | Consumable | TB cover | 306 | TB4108-SD(100AMP) (TB4108-SD(100AMP)) | 6665 | 2001049 | 85381090
6664 | Out Sourced / Processed Material | Injection molded component | Consumable | TB cover | 306 | TB4108 COVER OLD (TB4108 COVER OLD) | 6664 | 2001053 | 85381090
6663 | Out Sourced / Processed Material | Injection molded component | Consumable | TB cover | 306 | TB3108 COVER (TB3108 COVER ) | 6663 | 2001051 | 85381090
6662 | Out Sourced / Processed Material | Injection molded component | Consumable | TB cover | 306 | TB3106 COVER OLD (TB3106 COVER OLD) | 6662 | 2001052 | 85381090
6661 | Out Sourced / Processed Material | Injection molded component | Consumable | TB cover | 306 | TB2108-SD(63AMP) (TB2108-SD(63AMP)) | 6661 | 2001050 | 85381090
6660 | Out Sourced / Processed Material | Injection molded component | Consumable | TB cover | 306 | TB2106 COVER OLD (TB2106 COVER OLD) | 6660 | 2001054 | 85381090
6659 | Out Sourced / Processed Material | Injection molded component | Consumable | TB cover | 306 | TB COVER 4 WAY(C) (TB COVER 4 WAY(C)) | 6659 | 2001055 | 85381090
6658 | Out Sourced / Processed Material | Injection molded component | Consumable | TB cover | 306 | TB COVER 3 WAY(C) (TB COVER 3 WAY(C)) | 6658 | 2001056 | 85381090
6657 | Out Sourced / Processed Material | Injection molded component | Consumable | TB cover | 306 | TB COVER 2 WAY(C) (TB COVER 2 WAY(C)) | 6657 | 2001057 | 85381090
6656 | Out Sourced / Processed Material | Injection molded component | Consumable | TB cover | 306 | TB CAPM6/M8(YELLOW) (TB CAPM6/M8(YELLOW)) | 6656 | 2001042 | 85381090
6655 | Out Sourced / Processed Material | Injection molded component | Consumable | TB cover | 306 | TB CAPM6/M8(RED) (TB CAPM6/M8(RED)) | 6655 | 2001044 | 85381090
6654 | Out Sourced / Processed Material | Injection molded component | Consumable | TB cover | 306 | TB CAPM6/M8(BLACK) (TB CAPM6/M8(BLACK)) | 6654 | 2001043 | 85381090
6653 | Out Sourced / Processed Material | Injection molded component | Consumable | TB cover | 306 | TB CAP M8 Yellow (TB CAP M8 Yellow) | 6653 | 2001045 | 85381090
6652 | Out Sourced / Processed Material | Injection molded component | Consumable | TB cover | 306 | TB CAP M8 Red (TB CAP M8 Red) | 6652 | 2001048 | 85381090
6651 | Out Sourced / Processed Material | Injection molded component | Consumable | TB cover | 306 | TB CAP M8 Blue (TB CAP M8 Blue) | 6651 | 2001047 | 85381090
6650 | Out Sourced / Processed Material | Injection molded component | Consumable | TB cover | 306 | TB CAP M8 Black (TB CAP M8 Black) | 6650 | 2001046 | 85381090
6649 | Finished Good | Low Voltage Busbar Supports & Connector | SMC/DMC Busbar Supports & Connector | Terminal Connectors | 335 | TB 4212 (Quadripolar Connector with cap - 200 ampere- M12 Studs for Terminals ) | 6649 | 3004739 | 85381090
6648 | Finished Good | Low Voltage Busbar Supports & Connector | SMC/DMC Busbar Supports & Connector | Terminal Connectors | 335 | TB 4210 (Quadripolar Connector with cap - 160 ampere- M10 Studs for Terminals ) | 6648 | 3004741 | 85381090
6647 | Finished Good | Low Voltage Busbar Supports & Connector | SMC/DMC Busbar Supports & Connector | Terminal Connectors | 335 | TB 4108 (Quadripolar Connector- 100 ampere- M8 Studs for Terminals ) | 6647 | 3004743 | 85381090
6646 | Finished Good | Low Voltage Busbar Supports & Connector | SMC/DMC Busbar Supports & Connector | Terminal Connectors | 335 | TB 4106 (Quadripolar Connector- 63 ampere- M6 Studs for Terminals ) | 6646 | 3004745 | 85381090
6645 | Finished Good | Low Voltage Busbar Supports & Connector | SMC/DMC Busbar Supports & Connector | Terminal Connectors | 335 | TB 3108 (Tripolar Connector - 100 ampere - M8 MS Studs for Terminals ) | 6645 | 3004747 | 85381090
6644 | Finished Good | Low Voltage Busbar Supports & Connector | SMC/DMC Busbar Supports & Connector | Terminal Connectors | 335 | TB 3106 (Tripolar Connector - 63 ampere - M6 MS Studs for Terminals ) | 6644 | 3004749 | 85381090
6643 | Finished Good | Low Voltage Busbar Supports & Connector | SMC/DMC Busbar Supports & Connector | Terminal Connectors | 335 | TB 2108 (Bipolar Connector - 100 ampere - M8 MS Studs for Terminals ) | 6643 | 3004751 | 85381090
6642 | Finished Good | Low Voltage Busbar Supports & Connector | SMC/DMC Busbar Supports & Connector | Terminal Connectors | 335 | TB 2106 (Uniphasor Connector - 63 ampere - M6 MS Studs for Terminals ) | 6642 | 3004753 | 85381090
6641 | Raw Material | Thermoset RM | DMC/SMC Raw Material | Filler | 155 | Synthetic Iron Oxide CLAX -473 (Synthetic Iron Oxide CLAX -473 ) | 6641 | 1001111 | 85381090
6640 | Raw Material | Thermoset RM | DMC/SMC Raw Material | Glass fibre | 208 | SURFACE VEIL (SURFACE VEIL) | 6640 | 1001096 | 85381090
6639 | Raw Material | Thermoset RM | DMC/SMC Raw Material | Additive | 79 | STYRENE MONOMER (STYRENE MONOMER) | 6639 | 1001142 | 85381090
6638 | Raw Material | Machined Metal Parts | Metal Items | Consumable Items | 111 | STUD-1/2X92 (STUD-1/2X92) | 6638 | 1001217 | 85381090
6637 | Raw Material | Metal Parts for BBSI | Inserts | MS Inserts | 219 | STUD SM083812 FOR TB (STUD SM083812 FOR TB) | 6637 | 1001564 | 85381090
6636 | Raw Material | Metal Parts for BBSI | Inserts | MS Inserts | 219 | STUD MS M12X44 (STUD MS M12X44) | 6636 | 1001565 | 85381090
6635 | Raw Material | Machined Metal Parts | Metal Items | Consumable Items | 111 | STUD M8X45MM (STUD M8X45MM) | 6635 | 1001219 | 85381090
6634 | Raw Material | Machined Metal Parts | Metal Items | Consumable Items | 111 | STUD M6X30(C) (STUD M6X30(C)) | 6634 | 1001220 | 85381090
6633 | Raw Material | Machined Metal Parts | Metal Items | Consumable Items | 111 | STUD M6X26 (STUD M6X26) | 6633 | 1001221 | 85381090
6632 | Raw Material | Machined Metal Parts | Metal Items | Consumable Items | 111 | STUD M5X14MM (STUD M5X14MM) | 6632 | 1001222 | 85381090
6631 | Raw Material | Machined Metal Parts | Metal Items | Consumable Items | 111 | STUD M10X45(C) (STUD M10X45(C)) | 6631 | 1001223 | 85381090
6630 | Raw Material | Metal Parts for BBSI | Inserts | MS Inserts | 219 | STUD M10X1.5X55 (STUD M10X1.5X55) | 6630 | 1001566 | 85381090
6629 | Raw Material | Machined Metal Parts | Metal Items | Consumable Items | 111 | STUD M10X1.5X45MM (STUD M10X1.5X45MM) | 6629 | 1001224 | 85381090
6628 | Raw Material | Machined Metal Parts | Metal Items | Consumable Items | 111 | STUD 6X27MM (20HH630) (STUD 6X27MM (20HH630)) | 6628 | 1001225 | 85381090
6627 | Raw Material | Machined Metal Parts | Metal Items | Consumable Items | 111 | STUD 6X24MM (20HH640) (STUD 6X24MM (20HH640)) | 6627 | 1001226 | 85381090
6626 | Raw Material | Machined Metal Parts | Metal Items | Consumable Items | 111 | STUD 6X22MM (20HH630) (STUD 6X22MM (20HH630)) | 6626 | 1001227 | 85381090
6625 | Raw Material | Machined Metal Parts | Metal Items | Consumable Items | 111 | STUD 6X20MM (20HH620) (STUD 6X20MM (20HH620)) | 6625 | 1001228 | 85381090
6624 | Raw Material | Component of Current Transformer | Consumables for Current Transformer | Consumable | 108 | STUD 4X40 WITH NUT CT (STUD 4X40 WITH NUT CT) | 6624 | 1001552 | 85381090
6623 | Raw Material | Machined Metal Parts | Metal Items | Consumable Items | 111 | STUD 4X14MM (STUD 4X14MM) | 6623 | 1001229 | 85381090
6622 | Raw Material | Metal Parts for BBSI | Inserts | MS Inserts | 219 | STUD 35MM LONG (8X1.25) (STUD 35MM LONG (8X1.25)) | 6622 | 1001567 | 85381090
6621 | Raw Material | Machined Metal Parts | Metal Items | Consumable Items | 111 | STUD 12X45 FOR INSULATOR (STUD 12X45 FOR INSULATOR) | 6621 | 1001230 | 85381090
6620 | Raw Material | Machined Metal Parts | Metal Items | Consumable Items | 111 | STUD 12X25(C) (STUD 12X25(C)) | 6620 | 1001231 | 85381090
6619 | Raw Material | Machined Metal Parts | Metal Items | Consumable Items | 111 | STUD (STUD) | 6619 | 1001218 | 85381090
6618 | Finished Good | Low Voltage Busbar Supports & Connector | SMC/DMC Busbar Supports & Connector | Modular Support | 327 | ST6080100 (Modular Support for 3R x 10mm busbar ) | 6618 | 3004758 | 85381090
6617 | Finished Good | Low Voltage Standoff Insulators | Thermoset DMC/BMC Insulators | Pado | 240 | ST01505 (NLS15) | 6617 | 3003703 | 85381090
6616 | Finished Good | Low Voltage Standoff Insulators | Thermoset DMC/BMC Insulators | Pado | 240 | ST00855 (PD-NLSP12(M5)) | 6616 | 3003704 | 85381090
6615 | Raw Material | Metal Parts for BBSI | Inserts | Stainless Steel Inserts | 303 | SS8-32UNC X 8.5 (Stainless Steel SS8-32UNC X 8.5) | 6615 | 1001568 | 85381090
6614 | Raw Material | Metal Parts for BBSI | Inserts | Stainless Steel Inserts | 303 | SS8-32UNC X 10.5 (Stainless Steel SS8-32UNC X 10.5) | 6614 | 1001569 | 85381090
6613 | Raw Material | Metal Parts for BBSI | Inserts | Stainless Steel Inserts | 303 | SS8/32"8.5.10 (Stainless Steel SS8-32.8.5.10) | 6613 | 1001570 | 85381090
6612 | Raw Material | Metal Parts for BBSI | Inserts | Stainless Steel Inserts | 303 | SS5/16"1714 (Stainless Steel SS5/16"1714) | 6612 | 1001571 | 85381090
6611 | Raw Material | Metal Parts for BBSI | Inserts | Stainless Steel Inserts | 303 | SS5/16"1212 (Stainless Steel SS 5/16 1212) | 6611 | 1001603 | 85381090
6610 | Raw Material | Metal Parts for BBSI | Inserts | Stainless Steel Inserts | 303 | SS3/8"1716 (Stainless Steel SS3/8"1716) | 6610 | 1001572 | 85381090
6609 | Raw Material | Metal Parts for BBSI | Inserts | Stainless Steel Inserts | 303 | SS122017 (Stainless Steel SS122017) | 6609 | 1001573 | 85381090
6608 | Raw Material | Metal Parts for BBSI | Inserts | Stainless Steel Inserts | 303 | SS121517 (Stainless Steel SS121517) | 6608 | 1001574 | 85381090
6607 | Raw Material | Metal Parts for BBSI | Inserts | Stainless Steel Inserts | 303 | SS10-24UNC X 10.5 (Stainless Steel SS10-24UNC X 10.5) | 6607 | 1001576 | 85381090
6606 | Raw Material | Metal Parts for BBSI | Inserts | Stainless Steel Inserts | 303 | SS102017 (Stainless Steel SS102017) | 6606 | 1001577 | 85381090
6605 | Raw Material | Metal Parts for BBSI | Inserts | Stainless Steel Inserts | 303 | SS102016 (Stainless Steel SS102016) | 6605 | 1001578 | 85381090
6604 | Raw Material | Metal Parts for BBSI | Inserts | Stainless Steel Inserts | 303 | SS101517 (Stainless Steel SS101517) | 6604 | 1001579 | 85381090
6603 | Raw Material | Metal Parts for BBSI | Inserts | Stainless Steel Inserts | 303 | SS101516 (Stainless Steel SS101516) | 6603 | 1001580 | 85381090
6602 | Raw Material | Metal Parts for BBSI | Inserts | Stainless Steel Inserts | 303 | SS101217 (Stainless Steel SS101217) | 6602 | 1001581 | 85381090
6601 | Raw Material | Metal Parts for BBSI | Inserts | Stainless Steel Inserts | 303 | SS10/32"10.5.10 (Stainless Steel SS10-32.10.5.10) | 6601 | 1001575 | 85381090
6600 | Raw Material | Metal Parts for BBSI | Inserts | Stainless Steel Inserts | 303 | SS1/4"1512 (Stainless Steel SS1/4"1512) | 6600 | 1001582 | 85381090
6599 | Raw Material | Metal Parts for BBSI | Inserts | Stainless Steel Inserts | 303 | SS1/4"1510 (Stainless Steel SS 1/41510) | 6599 | 1001604 | 85381090
6598 | Raw Material | Metal Parts for BBSI | Inserts | Stainless Steel Inserts | 303 | SS082014 (Stainless Steel SS082014) | 6598 | 1001584 | 85381090
6597 | Raw Material | Metal Parts for BBSI | Inserts | Stainless Steel Inserts | 303 | SS081514 (Stainless Steel SS081514) | 6597 | 1001585 | 85381090
6596 | Raw Material | Metal Parts for BBSI | Inserts | Stainless Steel Inserts | 303 | SS081214 (Stainless Steel SS081214) | 6596 | 1001586 | 85381090
6595 | Raw Material | Metal Parts for BBSI | Inserts | Stainless Steel Inserts | 303 | SS081014 (Stainless Steel SS081014) | 6595 | 1001587 | 85381090
6594 | Raw Material | Metal Parts for BBSI | Inserts | Stainless Steel Inserts | 303 | SS08/32"9.59.5 (Stainless Steel SS08-329.59.5) | 6594 | 1001583 | 85381090
6593 | Raw Material | Metal Parts for BBSI | Inserts | Stainless Steel Inserts | 303 | SS061512 (Stainless Steel SS061512) | 6593 | 1001588 | 85381090
6592 | Raw Material | Metal Parts for BBSI | Inserts | Stainless Steel Inserts | 303 | SS061510 (Stainless Steel SS061510) | 6592 | 1001589 | 85381090
6591 | Raw Material | Metal Parts for BBSI | Inserts | Stainless Steel Inserts | 303 | SS061212 (Stainless Steel SS061212) | 6591 | 1001590 | 85381090
6590 | Raw Material | Metal Parts for BBSI | Inserts | Stainless Steel Inserts | 303 | SS06109.5 (Stainless Steel SS06109.5) | 6590 | 1001591 | 85381090
6589 | Raw Material | Metal Parts for BBSI | Inserts | Stainless Steel Inserts | 303 | SS061013 (Stainless Steel SS061013) | 6589 | 1001592 | 85381090
6588 | Raw Material | Metal Parts for BBSI | Inserts | Stainless Steel Inserts | 303 | SS061012 (Stainless Steel SS061012) | 6588 | 1001593 | 85381090
6587 | Raw Material | Metal Parts for BBSI | Inserts | Stainless Steel Inserts | 303 | SS051512 (Stainless Steel SS051512) | 6587 | 1001594 | 85381090
6586 | Raw Material | Metal Parts for BBSI | Inserts | Stainless Steel Inserts | 303 | SS051212 (Stainless Steel SS051212) | 6586 | 1001595 | 85381090
6585 | Raw Material | Metal Parts for BBSI | Inserts | Stainless Steel Inserts | 303 | SS05109.5 (Stainless Steel SS05109.5) | 6585 | 1001596 | 85381090
6584 | Raw Material | Metal Parts for BBSI | Inserts | Stainless Steel Inserts | 303 | SS051012 (Stainless Steel SS051012) | 6584 | 1001597 | 85381090
6583 | Raw Material | Metal Parts for BBSI | Inserts | Stainless Steel Inserts | 303 | SS0510.510 (Stainless Steel SS0510.510) | 6583 | 1001598 | 85381090
6582 | Raw Material | Metal Parts for BBSI | Inserts | Stainless Steel Inserts | 303 | SS050812 (Stainless Steel SS050812) | 6582 | 1001599 | 85381090
6581 | Raw Material | Metal Parts for BBSI | Inserts | Stainless Steel Inserts | 303 | SS050808 (Stainless Steel SS050808) | 6581 | 1001600 | 85381090
6580 | Raw Material | Metal Parts for BBSI | Inserts | Stainless Steel Inserts | 303 | SS040708 (Stainless Steel SS040708) | 6580 | 1001601 | 85381090
6579 | Raw Material | Metal Parts for BBSI | Inserts | Stainless Steel Inserts | 303 | SS040707 (Stainless Steel SS040707) | 6579 | 1001602 | 85381090
6578 | Finished Good | Low Voltage Busbar Supports & Connector | SMC/DMC Busbar Supports & Connector | Modular Support | 327 | SPM-310-15 (Spacer 15mm Width for M-310 ) | 6578 | 3004755 | 85381090
6577 | Finished Good | Low Voltage Busbar Supports & Connector | SMC/DMC Busbar Supports & Connector | Modular Support | 327 | SPM-310-10 (Spacer 10mm Width for M-310 ) | 6577 | 3004756 | 85381090
6576 | Finished Good | Low Voltage Busbar Supports & Connector | SMC/DMC Busbar Supports & Connector | Modular Support | 327 | SPM-310-05 (Spacer 5mm Width for M-310 ) | 6576 | 3004757 | 85381090
6575 | Finished Good | Low Voltage Standoff Insulators | Thermoset DMC/BMC Insulators | Pado | 240 | SPM0310 (SPM-310) | 6575 | 3003705 | 85381090
6574 | Raw Material | Machined Metal Parts | Metal Items | Consumable Items | 111 | SPL M6X25 (20HH625) (SPL M6X25 (20HH625)) | 6574 | 1001232 | 85381090
6573 | Raw Material | Thermoset RM | DMC/SMC Raw Material | Additive | 79 | SPECIAL COLOUR (SPECIAL COLOUR) | 6573 | 1001143 | 85381090
6572 | Finished Good | Low Voltage Busbar Supports & Connector | SMC/DMC Busbar Supports & Connector | Supports for Horizontal Busbars | 326 | SP-65 (Unipolar Support for Holding Busbars - H-30mm - DMC Red) | 6572 | 3004773 | 85381090
6571 | Raw Material | Thermoset RM | DMC/SMC Raw Material | Additive | 79 | SP-566 (SP-566) | 6571 | 1001144 | 85381090
6570 | Finished Good | Low Voltage Busbar Supports & Connector | SMC/DMC Busbar Supports & Connector | Supports for Horizontal Busbars | 326 | SP-55 (Unipolar Support for Holding Busbars - H-30mm - DMC Red) | 6570 | 3004774 | 85381090
6569 | Finished Good | Low Voltage Busbar Supports & Connector | SMC/DMC Busbar Supports & Connector | Supports for Horizontal Busbars | 326 | SP-35 (Unipolar Support for Holding Busbars - H-30mm - DMC Red) | 6569 | 3004776 | 85381090
6568 | Finished Good | Low Voltage Busbar Supports & Connector | SMC/DMC Busbar Supports & Connector | Supports for Horizontal Busbars | 326 | SP-30 (Unipolar Support for Holding Busbars - H-30mm - DMC Red) | 6568 | 3004777 | 85381090
6567 | Finished Good | Low Voltage Busbar Supports & Connector | SMC/DMC Busbar Supports & Connector | Supports for Horizontal Busbars | 326 | SP-200635 (Unipolar Support for Holding Busbars - H-30mm - DMC Red) | 6567 | 3004775 | 85381090
6566 | Raw Material | Thermoset RM | DMC/SMC Raw Material | Filler | 155 | SMA (FINE POWDER) (SMA (FINE POWDER)) | 6566 | 1001145 | 85381090
6565 | Finished Good | Low Voltage Standoff Insulators | Thermoset DMC/BMC Insulators | Pado | 240 | SM68100 (ST6080100) | 6565 | 3003706 | 85381090
6564 | Raw Material | Metal Parts for BBSI | Studs | MS studs | 220 | SM31088 (Mild Steel Stud M31088) | 6564 | 1001718 | 85381090
6563 | Raw Material | Metal Parts for BBSI | Studs | MS studs | 220 | SM1260(40)18 (Mild Steel Stud M1260(40)18) | 6563 | 1001719 | 85381090
6562 | Raw Material | Metal Parts for BBSI | Studs | MS studs | 220 | SM124518 (Mild Steel Stud M124518) | 6562 | 1001720 | 85381090
6561 | Raw Material | Metal Parts for BBSI | Studs | MS studs | 220 | SM1055(35)16 (Mild Steel Stud M1055(35)16) | 6561 | 1001721 | 85381090
6560 | Raw Material | Metal Parts for BBSI | Studs | MS studs | 220 | SM1047(35)16 (Mild Steel Stud M1047(35)16) | 6560 | 1001722 | 85381090
6559 | Raw Material | Metal Parts for BBSI | Studs | MS studs | 220 | SM0850(30)14 (Mild Steel Stud M0850(30)14) | 6559 | 1001723 | 85381090
6558 | Raw Material | Metal Parts for BBSI | Studs | MS studs | 220 | SM0842(30)14 (Mild Steel Stud M0842(30)14) | 6558 | 1001724 | 85381090
6557 | Raw Material | Metal Parts for BBSI | Studs | MS studs | 220 | SM0835(25)12 (Mild Steel Stud M0835(25)12) | 6557 | 1001725 | 85381090
6556 | Raw Material | Metal Parts for BBSI | Studs | MS studs | 220 | SM0830(25)12 (Mild Steel Stud M0830(25)12) | 6556 | 1001726 | 85381090
6555 | Raw Material | Metal Parts for BBSI | Studs | MS studs | 220 | SM0825(20)12 (Mild Steel Stud M0825(20)12) | 6555 | 1001727 | 85381090
6554 | Raw Material | Metal Parts for BBSI | Studs | MS studs | 220 | SM081512 (Mild Steel Stud M081512) | 6554 | 1001728 | 85381090
6553 | Raw Material | Metal Parts for BBSI | Studs | MS studs | 220 | SM0813(08)12 (Mild Steel Stud M0813(08)12) | 6553 | 1001729 | 85381090
6552 | Raw Material | Metal Parts for BBSI | Studs | MS studs | 220 | SM081012 (Mild Steel Stud M081012) | 6552 | 1001730 | 85381090
6551 | Raw Material | Metal Parts for BBSI | Studs | MS studs | 220 | SM063510 (Mild Steel Stud M063510) | 6551 | 1001731 | 85381090
6550 | Raw Material | Metal Parts for BBSI | Studs | MS studs | 220 | SM0635(20)12 (Mild Steel Stud M0635(20)12) | 6550 | 1001732 | 85381090
6549 | Raw Material | Metal Parts for BBSI | Studs | MS studs | 220 | SM0632(20)12 (Mild Steel Stud M0632(20)12) | 6549 | 1001733 | 85381090
6548 | Raw Material | Metal Parts for BBSI | Studs | MS studs | 220 | SM0627.5(20)12 (Mild Steel Stud M0627.5(20)12) | 6548 | 1001734 | 85381090
6547 | Raw Material | Metal Parts for BBSI | Studs | MS studs | 220 | SM0617(07)10 (Mild Steel Stud M0617(07)10) | 6547 | 1001735 | 85381090
6546 | Raw Material | Metal Parts for BBSI | Studs | MS studs | 220 | SM0617(07)07 (Mild Steel Stud M0617(07)07) | 6546 | 1001736 | 85381090
6545 | Raw Material | Metal Parts for BBSI | Studs | MS studs | 220 | SM061510 (Mild Steel Stud M061510) | 6545 | 1001737 | 85381090
6544 | Raw Material | Metal Parts for BBSI | Studs | MS studs | 220 | SM0614(09)10 (Mild Steel Stud M0614(09)10) | 6544 | 1001738 | 85381090
6543 | Raw Material | Metal Parts for BBSI | Studs | MS studs | 220 | SM0613(07)07 (Mild Steel Stud M0613(07)07) | 6543 | 1001739 | 85381090
6542 | Raw Material | Metal Parts for BBSI | Studs | MS studs | 220 | SM061010 (Mild Steel Stud M061010) | 6542 | 1001740 | 85381090
6541 | Raw Material | Metal Parts for BBSI | Studs | MS studs | 220 | SM0610(07)07 (Mild Steel Stud M0610(07)07) | 6541 | 1001741 | 85381090
6540 | Raw Material | Metal Parts for BBSI | Studs | MS studs | 220 | SM060710 (Mild Steel Stud M060710) | 6540 | 1001742 | 85381090
6539 | Raw Material | Metal Parts for BBSI | Studs | MS studs | 220 | SM0517(10)07 (Mild Steel Stud M0517(10)07) | 6539 | 1001743 | 85381090
6538 | Raw Material | Metal Parts for BBSI | Studs | MS studs | 220 | SM0517(07)10 (Mild Steel Stud M0517(07)10) | 6538 | 1001744 | 85381090
6537 | Raw Material | Metal Parts for BBSI | Studs | MS studs | 220 | SM0515(07)10 (Mild Steel Stud M0515(07)10) | 6537 | 1001745 | 85381090
6536 | Raw Material | Metal Parts for BBSI | Studs | MS studs | 220 | SM0514(10)10 (Mild Steel Stud M0514(10)10) | 6536 | 1001746 | 85381090
6535 | Raw Material | Metal Parts for BBSI | Studs | MS studs | 220 | SM0513(07)07 (Mild Steel Stud M0513(07)07) | 6535 | 1001747 | 85381090
6534 | Raw Material | Metal Parts for BBSI | Studs | MS studs | 220 | SM0512(07)10 (Mild Steel Stud M0512(07)10) | 6534 | 1001748 | 85381090
6533 | Raw Material | Metal Parts for BBSI | Studs | MS studs | 220 | SM051010 (Mild Steel Stud M051010) | 6533 | 1001749 | 85381090
6532 | Raw Material | Metal Parts for BBSI | Studs | MS studs | 220 | SM0510(07)07 (Mild Steel Stud M0510(07)07) | 6532 | 1001750 | 85381090
6531 | Raw Material | Metal Parts for BBSI | Studs | MS studs | 220 | SM050810 (Mild Steel Stud M050810) | 6531 | 1001751 | 85381090
6530 | Raw Material | Metal Parts for BBSI | Studs | MS studs | 220 | SM0425.5(15.5)07 (Mild Steel Stud M0425.5(15.5)07) | 6530 | 1001752 | 85381090
6529 | Raw Material | Metal Parts for BBSI | Studs | MS studs | 220 | SM0417(07)07 (Mild Steel Stud M0417(07)07) | 6529 | 1001753 | 85381090
6528 | Raw Material | Metal Parts for BBSI | Studs | MS studs | 220 | SM0415(07)08 (Mild Steel Stud M0415(07)08) | 6528 | 1001754 | 85381090
6527 | Raw Material | Metal Parts for BBSI | Studs | MS studs | 220 | SM0413(07)07 (Mild Steel Stud M0413(07)07) | 6527 | 1001755 | 85381090
6526 | Raw Material | Metal Parts for BBSI | Studs | MS studs | 220 | SM041008 (Mild Steel Stud M041008) | 6526 | 1001756 | 85381090
6525 | Raw Material | Metal Parts for BBSI | Studs | MS studs | 220 | SM0410(07)07 (Mild Steel Stud M0410(07)07) | 6525 | 1001757 | 85381090
6524 | Raw Material | Metal Parts for BBSI | Studs | MS studs | 220 | SM040707 (Mild Steel Stud M040707) | 6524 | 1001758 | 85381090
6523 | Raw Material | Metal Parts for BBSI | Studs | MS studs | 220 | SM0316(07)05 (Mild Steel Stud M0316(07)05) | 6523 | 1001759 | 85381090
6522 | Raw Material | Metal Parts for BBSI | Studs | MS studs | 220 | SM0313(07)05 (Mild Steel Stud M0313(07)05) | 6522 | 1001760 | 85381090
6521 | Raw Material | Metal Parts for BBSI | Studs | MS studs | 220 | SM0310(07)05 (Mild Steel Stud M0310(07)05) | 6521 | 1001761 | 85381090
6520 | Finished Good | Low Voltage Standoff Insulators | Thermoset DMC/BMC Insulators | Pado | 240 | SM00310 (M-310) | 6520 | 3003707 | 85381090
6519 | Finished Good | Panel Accessories | Heat Shrinkable BUSBAR SLEEVE | BUSBAR SLEEVE 93MM | 105 | SLEEVE 93MM (C) (BUSBAR SLEEVE 93MM (C)) | 6519 | 3004234 | 85381090
6518 | Finished Good | Panel Accessories | Heat Shrinkable BUSBAR SLEEVE | BUSBAR SLEEVE 85MM | 104 | SLEEVE 85MM(C) (BUSBAR SLEEVE 85MM(C)) | 6518 | 3004235 | 85381090
6517 | Finished Good | Panel Accessories | Heat Shrinkable BUSBAR SLEEVE | BUSBAR SLEEVE 81MM | 103 | SLEEVE 81MM(C) (BUSBAR SLEEVE 81MM(C)) | 6517 | 3004236 | 85381090
6516 | Finished Good | Panel Accessories | Heat Shrinkable BUSBAR SLEEVE | BUSBAR SLEEVE 73MM | 102 | SLEEVE 73MM (C) (BUSBAR SLEEVE 73MM (C)) | 6516 | 3004237 | 85381090
6515 | Finished Good | Panel Accessories | Heat Shrinkable BUSBAR SLEEVE | BUSBAR SLEEVE 61 MM | 101 | SLEEVE 61 MM(C) (BUSBAR SLEEVE 61 MM(C)) | 6515 | 3004238 | 85381090
6514 | Finished Good | Panel Accessories | Heat Shrinkable BUSBAR SLEEVE | BUSBAR SLEEVE 55 MM | 100 | SLEEVE 55 MM(C) (BUSBAR SLEEVE 55 MM(C)) | 6514 | 3004239 | 85381090
6513 | Finished Good | Panel Accessories | Heat Shrinkable BUSBAR SLEEVE | BUSBAR SLEEVE 48 MM | 99 | SLEEVE 48 MM(C) (BUSBAR SLEEVE 48 MM(C)) | 6513 | 3004240 | 85381090
6512 | Finished Good | Panel Accessories | Heat Shrinkable BUSBAR SLEEVE | BUSBAR SLEEVE 41 MM | 98 | SLEEVE 41 MM(C) (BUSBAR SLEEVE 41 MM(C)) | 6512 | 3004241 | 85381090
6511 | Finished Good | Panel Accessories | Heat Shrinkable BUSBAR SLEEVE | BUSBAR SLEEVE 35MM | 97 | SLEEVE 35MM(C) (BUSBAR SLEEVE 35MM(C)) | 6511 | 3004242 | 85381090
6510 | Finished Good | Panel Accessories | Heat Shrinkable BUSBAR SLEEVE | BUSBAR SLEEVE 30 MM | 96 | SLEEVE 30 MM (C) (BUSBAR SLEEVE 30 MM (C)) | 6510 | 3004243 | 85381090
6509 | Finished Good | Panel Accessories | Heat Shrinkable BUSBAR SLEEVE | BUSBAR SLEEVE 27MM | 95 | SLEEVE 27MM(C) (BUSBAR SLEEVE 27MM(C)) | 6509 | 3004244 | 85381090
6508 | Finished Good | Panel Accessories | Heat Shrinkable BUSBAR SLEEVE | BUSBAR SLEEVE 25MM | 94 | SLEEVE 25MM (C) (BUSBAR SLEEVE 25MM (C)) | 6508 | 3004245 | 85381090
6507 | Finished Good | Panel Accessories | Heat Shrinkable BUSBAR SLEEVE | BUSBAR SLEEVE 230MM | 93 | SLEEVE 230MM(C) (BUSBAR SLEEVE 230MM(C)) | 6507 | 3004246 | 85381090
6506 | Finished Good | Panel Accessories | Heat Shrinkable BUSBAR SLEEVE | BUSBAR SLEEVE 210MM | 92 | SLEEVE 210MM(C) (BUSBAR SLEEVE 210MM(C)) | 6506 | 3004247 | 85381090
6505 | Finished Good | Panel Accessories | Heat Shrinkable BUSBAR SLEEVE | BUSBAR SLEEVE 20MM | 91 | SLEEVE 20MM(C) (BUSBAR SLEEVE 20MM(C)) | 6505 | 3004248 | 85381090
6504 | Finished Good | Panel Accessories | Heat Shrinkable BUSBAR SLEEVE | BUSBAR SLEEVE 190MM | 90 | SLEEVE 190MM (C) (BUSBAR SLEEVE 190MM (C)) | 6504 | 3004249 | 85381090
6503 | Finished Good | Panel Accessories | Heat Shrinkable BUSBAR SLEEVE | BUSBAR SLEEVE 170MM | 89 | SLEEVE 170MM(C) (BUSBAR SLEEVE 170MM(C)) | 6503 | 3004250 | 85381090
6502 | Finished Good | Panel Accessories | Heat Shrinkable BUSBAR SLEEVE | BUSBAR SLEEVE 17 MM | 88 | SLEEVE 17 MM (C) (BUSBAR SLEEVE 17 MM (C)) | 6502 | 3004251 | 85381090
6501 | Finished Good | Panel Accessories | Heat Shrinkable BUSBAR SLEEVE | BUSBAR SLEEVE 140MM | 87 | SLEEVE 140MM (C) (BUSBAR SLEEVE 140MM (C)) | 6501 | 3004252 | 85381090
6500 | Finished Good | Panel Accessories | Heat Shrinkable BUSBAR SLEEVE | BUSBAR SLEEVE 128 MM | 86 | SLEEVE 128 MM(C) (BUSBAR SLEEVE 128 MM(C)) | 6500 | 3004253 | 85381090
6499 | Finished Good | Panel Accessories | Heat Shrinkable BUSBAR SLEEVE | BUSBAR SLEEVE 110MM | 85 | SLEEVE 110MM(C) (BUSBAR SLEEVE 110MM(C)) | 6499 | 3004254 | 85381090
6498 | Finished Good | Panel Accessories | Heat Shrinkable BUSBAR SLEEVE | BUSBAR SLEEVE 103MM | 84 | SLEEVE 103MM(C) (BUSBAR SLEEVE 103MM(C)) | 6498 | 3004255 | 85381090
6497 | Raw Material | THERMOSET MATERIAL | Consumable | Consumable | 107 | SILICON OIL (SILICON OIL) | 6497 | 1001094 | 85381090
6496 | Raw Material | Thermoset RM | DMC/SMC Raw Material | Filler | 155 | SILICA POWDER (SILICA POWDER) | 6496 | 1001112 | 85381090
6495 | Finished Good | Low Voltage Busbar Supports & Connector | SMC/DMC Busbar Supports & Connector | Step Supports | 325 | SE35450 (4BT50) | 6495 | 3003708 | 85381090
6494 | Finished Good | Low Voltage Busbar Supports & Connector | SMC/DMC Busbar Supports & Connector | Step Supports | 325 | SE30440 (4BT40) | 6494 | 3003709 | 85381090
6493 | Finished Good | Low Voltage Busbar Supports & Connector | SMC/DMC Busbar Supports & Connector | Step Supports | 325 | SE30430 (4BT30) | 6493 | 3003710 | 85381090
6492 | Finished Good | Low Voltage Busbar Supports & Connector | SMC/DMC Busbar Supports & Connector | Step Supports | 325 | SE00525 (5AT25) | 6492 | 3003711 | 85381090
6491 | Finished Good | Low Voltage Busbar Supports & Connector | SMC/DMC Busbar Supports & Connector | Step Supports | 325 | SE00450 (4AT50) | 6491 | 3003712 | 85381090
6490 | Finished Good | Low Voltage Busbar Supports & Connector | SMC/DMC Busbar Supports & Connector | Step Supports | 325 | SE00440 (4AT40) | 6490 | 3003713 | 85381090
6489 | Finished Good | Low Voltage Busbar Supports & Connector | SMC/DMC Busbar Supports & Connector | Step Supports | 325 | SE00430 (4AT30) | 6489 | 3003714 | 85381090
6488 | Finished Good | Low Voltage Busbar Supports & Connector | SMC/DMC Busbar Supports & Connector | Step Supports | 325 | SE00420 (4AT20) | 6488 | 3003715 | 85381090
6487 | Finished Good | Low Voltage Busbar Supports & Connector | SMC/DMC Busbar Supports & Connector | Step Supports | 325 | SE00225 (2AT25) | 6487 | 3003716 | 85381090
6486 | Finished Good | Low Voltage Busbar Supports & Connector | SMC/DMC Busbar Supports & Connector | Step Supports | 325 | SE00215 (2AT15) | 6486 | 3003717 | 85381090
6485 | Raw Material | Machined Metal Parts | Metal Items | Consumable Items | 111 | SCREW-M4X12(C) (SCREW-M4X12?) | 6485 | 1001233 | 85381090
6484 | Raw Material | Machined Metal Parts | Metal Items | Consumable Items | 111 | SCREW-5X15(C) (SCREW-5X15(C)) | 6484 | 1001234 | 85381090
6483 | Raw Material | Machined Metal Parts | Metal Items | Consumable Items | 111 | SCREW-4X10(C) (SCREW-4X10(C)) | 6483 | 1001235 | 85381090
6482 | Raw Material | Machined Metal Parts | Metal Items | Consumable Items | 111 | SCREW M5X8(C) (SCREW M5X8(C)) | 6482 | 1001236 | 85381090
6481 | Raw Material | Machined Metal Parts | Metal Items | Consumable Items | 111 | SCREW M5X12(C) (SCREW M5X12(C)) | 6481 | 1001237 | 85381090
6480 | Raw Material | Machined Metal Parts | Metal Items | Consumable Items | 111 | SCREW- M4X8(C) (SCREW- M4X8(C)) | 6480 | 1001238 | 85381090
6479 | Raw Material | Machined Metal Parts | Metal Items | Consumable Items | 111 | SCREW M4X7(C) (SCREW M4X7(C)) | 6479 | 1001239 | 85381090
6478 | Raw Material | Machined Metal Parts | Metal Items | Consumable Items | 111 | SCREW- M3(C) (SCREW- M3(C)) | 6478 | 1001240 | 85381090
6477 | Raw Material | Machined Metal Parts | Metal Items | Consumable Items | 111 | SCREW 4X9.5(C) (SCREW 4X9.5(C)) | 6477 | 1001241 | 85381090
6476 | Raw Material | Machined Metal Parts | Metal Items | Consumable Items | 111 | SCREW 4X16(C) (SCREW 4X16(C)) | 6476 | 1001242 | 85381090
6475 | Raw Material | Machined Metal Parts | Metal Items | Consumable Items | 111 | S.S. SHEET(C) (S.S. SHEET(C)) | 6475 | 1001243 | 85381090
6474 | Raw Material | Packaging material | Packing boxes | Inner/Outer boxes | 212 | S PRINT inr (S PRINT INNER) | 6474 | 1001269 | 85381090
6473 | Raw Material | Packaging material | Packing boxes | Inner/Outer boxes | 212 | S otr (S OUTER) | 6473 | 1001270 | 85381090
6472 | By Product | Thermoplastic SCRAP | Injection molding scrap | NYLON | 225 | RYNITE FR530 BK SCRAP (RYNITE FR530 BK) | 6472 | 2009013 | 85381090
6471 | Raw Material | Thermoplastic RM | Injection molding RM | NYLON | 224 | RYNITE FR530 BK (RYNITE FR530 BK) | 6471 | 1001023 | 85381090
6470 | By Product | Thermoplastic SCRAP | Injection molding scrap | NYLON | 225 | RYNITE BK 507 SCRAP (RYNITE BK 507) | 6470 | 2009014 | 85381090
6469 | Raw Material | Thermoplastic RM | Injection molding RM | NYLON | 224 | RYNITE BK 507 (RYNITE BK 507) | 6469 | 1001024 | 39081090
6468 | Raw Material | Consumables | Miscellaneous | Perf-gun | 247 | RUBBER GASKET (O RING) (RUBBER GASKET (O RING)) | 6468 | 1001180 | 85381090
6467 | Raw Material | Consumables | Miscellaneous | Perf-gun | 247 | RUBBER CUSHION (RUBBER CUSHION) | 6467 | 1001181 | 85381090
6466 | Finished Good | Protection Current Transformer | RECTANGULAR ENCAPSULATED CT ( WINDOW 105/37 ) | RESIN CAST TERMINAL TYPE SP 1 (Window 105/37) | 275 | RSC 805 -30V-105/37 (800/5A- SPCL Class PTCN RS CT SP1 scnd 5 A-Accuracy Class: PS- KPV 30V) | 6466 | 3003514 | 85381090
6465 | Finished Good | Protection Current Transformer | RECTANGULAR ENCAPSULATED CT ( WINDOW 105/37 ) | RESIN CAST TERMINAL TYPE SP 1 (Window 105/37) | 275 | RSC 801 -115V-105/37 (800/1A- SPCL Class PTCN RS CT SP1 scnd 5 A-Accuracy Class: PS- KPV 115V) | 6465 | 3003509 | 85381090
6464 | Finished Good | Protection Current Transformer | RECTANGULAR ENCAPSULATED CT ( WINDOW 170/90 ) | RESIN CAST TERMINAL TYPE SP 3 (Window 170/90) | 277 | RSC 5005 -75V-170/90 (5000/5A- SPCL Class Protection RESIN CT SP3 Scnd 5 A-Acc. : PS- KNV 75V) | 6464 | 3003490 | 85381090
6463 | Finished Good | Protection Current Transformer | RECTANGULAR ENCAPSULATED CT ( WINDOW 170/90 ) | RESIN CAST TERMINAL TYPE SP 3 (Window 170/90) | 277 | RSC 5001 -270V-170/90 (5000/1A- SPCL Class Protection RESIN CT SP3 Scnd 1 A-Acc. : PS- KNV 270V) | 6463 | 3003485 | 85381090
6462 | Finished Good | Protection Current Transformer | RECTANGULAR ENCAPSULATED CT ( WINDOW 170/90 ) | RESIN CAST TERMINAL TYPE SP 3 (Window 170/90) | 277 | RSC 4005 -70V-170/90 (4000/5A- SPCL Class Protection RESIN CT SP3 Scnd 5 A-Acc. : PS- KNV 70V) | 6462 | 3003491 | 85381090
6461 | Finished Good | Protection Current Transformer | RECTANGULAR ENCAPSULATED CT ( WINDOW 170/90 ) | RESIN CAST TERMINAL TYPE SP 3 (Window 170/90) | 277 | RSC 4001 -260V-170/90 (4000/1A- SPCL Class Protection RESIN CT SP3 Scnd 1 A-Acc. : PS- KNV 260V) | 6461 | 3003486 | 85381090
6460 | Finished Good | Protection Current Transformer | RECTANGULAR ENCAPSULATED CT ( WINDOW 155/50 ) | RESIN CAST TERMINAL TYPE SP 2 (Window 155/50) | 276 | RSC 3205 -75V-155/50 (3200/5A- SPCL Class PTCN RS CT SP2 scnd 5 A-Accuracy Class: PS- KPV 75V) | 6460 | 3003500 | 85381090
6459 | Finished Good | Protection Current Transformer | RECTANGULAR ENCAPSULATED CT ( WINDOW 170/90 ) | RESIN CAST TERMINAL TYPE SP 3 (Window 170/90) | 277 | RSC 3205 -60V-170/90 (3200/5A- SPCL Class Protection RESIN CT SP3 Scnd 5 A-Acc. : PS- KNV 60V) | 6459 | 3003492 | 85381090
6458 | Finished Good | Protection Current Transformer | RECTANGULAR ENCAPSULATED CT ( WINDOW 170/90 ) | RESIN CAST TERMINAL TYPE SP 3 (Window 170/90) | 277 | RSC 3201 -250V-170/90 (3200/1A- SPCL Class Protection RESIN CT SP3 Scnd 1 A-Acc. : PS- KNV 250V) | 6458 | 3003487 | 85381090
6457 | Finished Good | Protection Current Transformer | RECTANGULAR ENCAPSULATED CT ( WINDOW 155/50 ) | RESIN CAST TERMINAL TYPE SP 2 (Window 155/50) | 276 | RSC 3201 -250V-155/50 (3200/1A-SPCL Class Protection RESIN CT SP2 Scnd 1 A-Acc. : PS- KNV 250V) | 6457 | 3003495 | 85381090
6456 | Finished Good | Protection Current Transformer | RECTANGULAR ENCAPSULATED CT ( WINDOW 155/50 ) | RESIN CAST TERMINAL TYPE SP 2 (Window 155/50) | 276 | RSC 3005 -70V-155/50 (3000/5A- SPCL Class PTCN RS CT SP2 scnd 5 A-Accuracy Class: PS- KPV 70V) | 6456 | 3003501 | 85381090
6455 | Finished Good | Protection Current Transformer | RECTANGULAR ENCAPSULATED CT ( WINDOW 170/90 ) | RESIN CAST TERMINAL TYPE SP 3 (Window 170/90) | 277 | RSC 3005 -50V-170/90 (3000/5A- SPCL Class Protection RESIN CT SP3 Scnd 5 A-Acc. : PS- KNV 50V) | 6455 | 3003493 | 85381090
6454 | Finished Good | Protection Current Transformer | RECTANGULAR ENCAPSULATED CT ( WINDOW 170/90 ) | RESIN CAST TERMINAL TYPE SP 3 (Window 170/90) | 277 | RSC 3001 -230V-170/90 (3000/1A- SPCL Class Protection RESIN CT SP3 Scnd 1 A-Acc. : PS- KNV 230V) | 6454 | 3003488 | 85381090
6453 | Finished Good | Protection Current Transformer | RECTANGULAR ENCAPSULATED CT ( WINDOW 155/50 ) | RESIN CAST TERMINAL TYPE SP 2 (Window 155/50) | 276 | RSC 3001 -230V-155/50 (3000/1A-SPCL Class Protection RESIN CT SP2 Scnd 1 A-Acc. : PS- KNV 230V) | 6453 | 3003496 | 85381090
6452 | Finished Good | Protection Current Transformer | RECTANGULAR ENCAPSULATED CT ( WINDOW 155/50 ) | RESIN CAST TERMINAL TYPE SP 2 (Window 155/50) | 276 | RSC 2505 -60V-155/50 (2500/5A- SPCL Class PTCN RS CT SP2 scnd 5 A-Accuracy Class: PS- KPV 60V) | 6452 | 3003502 | 85381090
6451 | Finished Good | Protection Current Transformer | RECTANGULAR ENCAPSULATED CT ( WINDOW 170/90 ) | RESIN CAST TERMINAL TYPE SP 3 (Window 170/90) | 277 | RSC 2505 -40V-170/90 (2500/5A- SPCL Class Protection RESIN CT SP3 Scnd 5 A-Acc. : PS- KNV 40V) | 6451 | 3003494 | 85381090
6450 | Finished Good | Protection Current Transformer | RECTANGULAR ENCAPSULATED CT ( WINDOW 170/90 ) | RESIN CAST TERMINAL TYPE SP 3 (Window 170/90) | 277 | RSC 2501 -200V-170/90 (2500/1A- SPCL Class Protection RESIN CT SP3 Scnd 1 A-Acc. : PS- KNV 200V) | 6450 | 3003489 | 85381090
6449 | Finished Good | Protection Current Transformer | RECTANGULAR ENCAPSULATED CT ( WINDOW 155/50 ) | RESIN CAST TERMINAL TYPE SP 2 (Window 155/50) | 276 | RSC 2501 -200V-155/50 (2500/1A-SPCL Class Protection RESIN CT SP2 Scnd 1 A-Acc. : PS- KNV 200V) | 6449 | 3003497 | 85381090
6448 | Finished Good | Protection Current Transformer | RECTANGULAR ENCAPSULATED CT ( WINDOW 155/50 ) | RESIN CAST TERMINAL TYPE SP 2 (Window 155/50) | 276 | RSC 2005 -50V-155/50 (2000/5A- SPCL Class PTCN RS CT SP2 scnd 5 A-Accuracy Class: PS- KPV 50V) | 6448 | 3003503 | 85381090
6447 | Finished Good | Protection Current Transformer | RECTANGULAR ENCAPSULATED CT ( WINDOW 155/50 ) | RESIN CAST TERMINAL TYPE SP 2 (Window 155/50) | 276 | RSC 2001 -150V-155/50 (2000/1A-SPCL Class PTCN RS CT SP2 scnd 1 A-Accuracy Class: PS- KPV 150V) | 6447 | 3003498 | 85381090
6446 | Finished Good | Protection Current Transformer | RECTANGULAR ENCAPSULATED CT ( WINDOW 105/37 ) | RESIN CAST TERMINAL TYPE SP 1 (Window 105/37) | 275 | RSC 1605 -45V-105/37 (1600/5A- SPCL Class PTCN RS CT SP1 scnd 5 A-Accuracy Class: PS- KPV 45V) | 6446 | 3003510 | 85381090
6445 | Finished Good | Protection Current Transformer | RECTANGULAR ENCAPSULATED CT ( WINDOW 155/50 ) | RESIN CAST TERMINAL TYPE SP 2 (Window 155/50) | 276 | RSC 1605 -40V-155/50 (1600/5A- SPCL Class PTCN RS CT SP2 scnd 5 A-Accuracy Class: PS- KPV 40V) | 6445 | 3003504 | 85381090
6444 | Finished Good | Protection Current Transformer | RECTANGULAR ENCAPSULATED CT ( WINDOW 105/37 ) | RESIN CAST TERMINAL TYPE SP 1 (Window 105/37) | 275 | RSC 1601 -220V-105/37 (1600/1A- SPCL Class PTCN RS CT SP1 scnd 5 A-Accuracy Class: PS- KPV 220V) | 6444 | 3003505 | 85381090
6443 | Finished Good | Protection Current Transformer | RECTANGULAR ENCAPSULATED CT ( WINDOW 155/50 ) | RESIN CAST TERMINAL TYPE SP 2 (Window 155/50) | 276 | RSC 1601 -130V-155/50 (1600/1A-SPCL Class PTCN RS CT SP2 scnd 1 A-Accuracy Class: PS- KPV 130V) | 6443 | 3003499 | 85381090
6442 | Finished Good | Protection Current Transformer | RECTANGULAR ENCAPSULATED CT ( WINDOW 105/37 ) | RESIN CAST TERMINAL TYPE SP 1 (Window 105/37) | 275 | RSC 1255 -40V-105/37 (1250/5A- SPCL Class PTCN RS CT SP1 scnd 5 A-Accuracy Class: PS- KPV 40V) | 6442 | 3003511 | 85381090
6441 | Finished Good | Protection Current Transformer | RECTANGULAR ENCAPSULATED CT ( WINDOW 105/37 ) | RESIN CAST TERMINAL TYPE SP 1 (Window 105/37) | 275 | RSC 1251 -180V-105/37 (1250/1A- SPCL Class PTCN RS CT SP1 scnd 5 A-Accuracy Class: PS- KPV 180V) | 6441 | 3003506 | 85381090
6440 | Finished Good | Protection Current Transformer | RECTANGULAR ENCAPSULATED CT ( WINDOW 105/37 ) | RESIN CAST TERMINAL TYPE SP 1 (Window 105/37) | 275 | RSC 1205 -35V-105/37 (1200/5A- SPCL Class PTCN RS CT SP1 scnd 5 A-Accuracy Class: PS- KPV 35V) | 6440 | 3003512 | 85381090
6439 | Finished Good | Protection Current Transformer | RECTANGULAR ENCAPSULATED CT ( WINDOW 105/37 ) | RESIN CAST TERMINAL TYPE SP 1 (Window 105/37) | 275 | RSC 1201 -170V-105/37 (1200/1A- SPCL Class PTCN RS CT SP1 scnd 5 A-Accuracy Class: PS- KPV 170V) | 6439 | 3003507 | 85381090
6438 | Finished Good | Protection Current Transformer | RECTANGULAR ENCAPSULATED CT ( WINDOW 105/37 ) | RESIN CAST TERMINAL TYPE SP 1 (Window 105/37) | 275 | RSC 1005 -35V-105/37 (1000/5A- SPCL Class PTCN RS CT SP1 scnd 5 A-Accuracy Class: PS- KPV 35V) | 6438 | 3003513 | 85381090
6437 | Finished Good | Protection Current Transformer | RECTANGULAR ENCAPSULATED CT ( WINDOW 105/37 ) | RESIN CAST TERMINAL TYPE SP 1 (Window 105/37) | 275 | RSC 1001 -140V-105/37 (1000/1A- SPCL Class PTCN RS CT SP1 scnd 5 A-Accuracy Class: PS- KPV 140V) | 6437 | 3003508 | 85381090
6436 | Finished Good | Low Voltage Standoff Insulators | Thermoset DMC/BMC Insulators | RH Electronic Male-Male Series | 283 | RH21.35-HM8.10RM8.15-SS (RH Elect Series 21x35-M8.10 X M8.15 - SS) | 6436 | 3005019 | 85381090
6435 | Finished Good | Low Voltage Standoff Insulators | Thermoset DMC/BMC Insulators | RH Electronic Male-Male Series | 283 | RH21.35-HM8.10RM8.15-MS (RH Elect Series 21x35-M8.10 X M8.15 - MS ) | 6435 | 3005311 | 85381090
6434 | Finished Good | Low Voltage Standoff Insulators | Thermoset DMC/BMC Insulators | RH Electronic Male-Male Series | 283 | RH21.35-HM8.10RM8.15-BR (RH Elect Series 21x35-M8.10 X M8.15 - BR) | 6434 | 3005092 | 85381090
6433 | Finished Good | Low Voltage Standoff Insulators | Thermoset DMC/BMC Insulators | RH Electronic Male-Male Series | 283 | RH21.35-HM8.10RM8.15-AL (RH Elect Series 21x35-M8.10 X M8.15 - AL) | 6433 | 3005238 | 85381090
6432 | Finished Good | Low Voltage Standoff Insulators | Thermoset DMC/BMC Insulators | RH Electronic Male-Male Series | 283 | RH21.35-HM8.10RM8.15-AL (RH Elect Series 21x35-M8.10 X M8.15 - AL) | 6432 | 3005165 | 85381090
6431 | Finished Good | Low Voltage Standoff Insulators | Thermoset DMC/BMC Insulators | RH Electronic Female - Female Series | 281 | RH21.35-HF8.09RF8.09-SS (RH Elect Series 21x35-F8.09 X F8.09 - SS) | 6431 | 3005012 | 85381090
6430 | Finished Good | Low Voltage Standoff Insulators | Thermoset DMC/BMC Insulators | RH Electronic Female - Female Series | 281 | RH21.35-HF8.09RF8.09-MS (RH Elect Series 21x35-F8.09 X F8.09 - MS ) | 6430 | 3005304 | 85381090
6429 | Finished Good | Low Voltage Standoff Insulators | Thermoset DMC/BMC Insulators | RH Electronic Female - Female Series | 281 | RH21.35-HF8.09RF8.09-BR (RH Elect Series 21x35-F8.09 X F8.09 - BR) | 6429 | 3005085 | 85381090
6428 | Finished Good | Low Voltage Standoff Insulators | Thermoset DMC/BMC Insulators | RH Electronic Female - Female Series | 281 | RH21.35-HF8.09RF8.09-AL (RH Elect Series 21x35-F8.09 X F8.09 - AL) | 6428 | 3005231 | 85381090
6427 | Finished Good | Low Voltage Standoff Insulators | Thermoset DMC/BMC Insulators | RH Electronic Female - Female Series | 281 | RH21.35-HF8.09RF8.09-AL (RH Elect Series 21x35-F8.09 X F8.09 - AL) | 6427 | 3005158 | 85381090
6426 | Finished Good | Low Voltage Standoff Insulators | Thermoset DMC/BMC Insulators | RH Electronic Female - Female Series | 281 | RH21.35-HF8.07RF8.07-SS (RH Elect Series 21x35-F8.07 X F8.07 - SS) | 6426 | 3005013 | 85381090
6425 | Finished Good | Low Voltage Standoff Insulators | Thermoset DMC/BMC Insulators | RH Electronic Female - Female Series | 281 | RH21.35-HF8.07RF8.07-MS (RH Elect Series 21x35-F8.07 X F8.07 - MS ) | 6425 | 3005305 | 85381090
6424 | Finished Good | Low Voltage Standoff Insulators | Thermoset DMC/BMC Insulators | RH Electronic Female - Female Series | 281 | RH21.35-HF8.07RF8.07-BR (RH Elect Series 21x35-F8.07 X F8.07 - BR) | 6424 | 3005086 | 85381090
6423 | Finished Good | Low Voltage Standoff Insulators | Thermoset DMC/BMC Insulators | RH Electronic Female - Female Series | 281 | RH21.35-HF8.07RF8.07-AL (RH Elect Series 21x35-F8.07 X F8.07 - AL) | 6423 | 3005232 | 85381090
6422 | Finished Good | Low Voltage Standoff Insulators | Thermoset DMC/BMC Insulators | RH Electronic Female - Female Series | 281 | RH21.35-HF8.07RF8.07-AL (RH Elect Series 21x35-F8.07 X F8.07 - AL) | 6422 | 3005159 | 85381090
6421 | Finished Good | Low Voltage Standoff Insulators | Thermoset DMC/BMC Insulators | RH Electronic Male-Male Series | 283 | RH21.26-HM8.20RM8.08-SS (RH Elect Series 21x26-M8.20 X M8.08 - SS) | 6421 | 3005020 | 85381090
6420 | Finished Good | Low Voltage Standoff Insulators | Thermoset DMC/BMC Insulators | RH Electronic Male-Male Series | 283 | RH21.26-HM8.20RM8.08-MS (RH Elect Series 21x26-M8.20 X M8.08 - MS ) | 6420 | 3005312 | 85381090
6419 | Finished Good | Low Voltage Standoff Insulators | Thermoset DMC/BMC Insulators | RH Electronic Male-Male Series | 283 | RH21.26-HM8.20RM8.08-BR (RH Elect Series 21x26-M8.20 X M8.08 - BR) | 6419 | 3005093 | 85381090
6418 | Finished Good | Low Voltage Standoff Insulators | Thermoset DMC/BMC Insulators | RH Electronic Male-Male Series | 283 | RH21.26-HM8.20RM8.08-AL (RH Elect Series 21x26-M8.20 X M8.08 - AL) | 6418 | 3005239 | 85381090
6417 | Finished Good | Low Voltage Standoff Insulators | Thermoset DMC/BMC Insulators | RH Electronic Male-Male Series | 283 | RH21.26-HM8.20RM8.08-AL (RH Elect Series 21x26-M8.20 X M8.08 - AL) | 6417 | 3005166 | 85381090
6416 | Finished Good | Low Voltage Standoff Insulators | Thermoset DMC/BMC Insulators | RH Electronic Female - Female Series | 281 | RH21.26-HF8.07RF8.07-SS (RH Elect Series 21x26-F8.07 X F8.07 - SS) | 6416 | 3005014 | 85381090
6415 | Finished Good | Low Voltage Standoff Insulators | Thermoset DMC/BMC Insulators | RH Electronic Female - Female Series | 281 | RH21.26-HF8.07RF8.07-MS (RH Elect Series 21x26-F8.07 X F8.07 - MS ) | 6415 | 3005306 | 85381090
6414 | Finished Good | Low Voltage Standoff Insulators | Thermoset DMC/BMC Insulators | RH Electronic Female - Female Series | 281 | RH21.26-HF8.07RF8.07-BR (RH Elect Series 21x26-F8.07 X F8.07 - BR) | 6414 | 3005087 | 85381090
6413 | Finished Good | Low Voltage Standoff Insulators | Thermoset DMC/BMC Insulators | RH Electronic Female - Female Series | 281 | RH21.26-HF8.07RF8.07-AL (RH Elect Series 21x26-F8.07 X F8.07 - AL) | 6413 | 3005233 | 85381090
6412 | Finished Good | Low Voltage Standoff Insulators | Thermoset DMC/BMC Insulators | RH Electronic Female - Female Series | 281 | RH21.26-HF8.07RF8.07-AL (RH Elect Series 21x26-F8.07 X F8.07 - AL) | 6412 | 3005160 | 85381090
6411 | Finished Good | Low Voltage Standoff Insulators | Thermoset DMC/BMC Insulators | RH Electronic Female - Female Series | 281 | RH21.26-HF6.07RF6.07-SS (RH Elect Series 21x26-F6.07 X F6.07 - SS) | 6411 | 3005015 | 85381090
6410 | Finished Good | Low Voltage Standoff Insulators | Thermoset DMC/BMC Insulators | RH Electronic Female - Female Series | 281 | RH21.26-HF6.07RF6.07-MS (RH Elect Series 21x26-F6.07 X F6.07 - MS ) | 6410 | 3005307 | 85381090
6409 | Finished Good | Low Voltage Standoff Insulators | Thermoset DMC/BMC Insulators | RH Electronic Female - Female Series | 281 | RH21.26-HF6.07RF6.07-BR (RH Elect Series 21x26-F6.07 X F6.07 - BR) | 6409 | 3005088 | 85381090
6408 | Finished Good | Low Voltage Standoff Insulators | Thermoset DMC/BMC Insulators | RH Electronic Female - Female Series | 281 | RH21.26-HF6.07RF6.07-AL (RH Elect Series 21x26-F6.07 X F6.07 - AL) | 6408 | 3005234 | 85381090
6407 | Finished Good | Low Voltage Standoff Insulators | Thermoset DMC/BMC Insulators | RH Electronic Female - Female Series | 281 | RH21.26-HF6.07RF6.07-AL (RH Elect Series 21x26-F6.07 X F6.07 - AL) | 6407 | 3005161 | 85381090
6406 | Finished Good | Low Voltage Standoff Insulators | Thermoset DMC/BMC Insulators | RH Electronic Male-Male Series | 283 | RH14.26-HM5.10RM5.10-SS (RH Elect Series 14x26-M5.10 X M5.10 - SS) | 6406 | 3005021 | 85381090
6405 | Finished Good | Low Voltage Standoff Insulators | Thermoset DMC/BMC Insulators | RH Electronic Male-Male Series | 283 | RH14.26-HM5.10RM5.10-MS (RH Elect Series 14x26-M5.10 X M5.10 - MS ) | 6405 | 3005313 | 85381090
6404 | Finished Good | Low Voltage Standoff Insulators | Thermoset DMC/BMC Insulators | RH Electronic Male-Male Series | 283 | RH14.26-HM5.10RM5.10-BR (RH Elect Series 14x26-M5.10 X M5.10 - BR) | 6404 | 3005094 | 85381090
6403 | Finished Good | Low Voltage Standoff Insulators | Thermoset DMC/BMC Insulators | RH Electronic Male-Male Series | 283 | RH14.26-HM5.10RM5.10-AL (RH Elect Series 14x26-M5.10 X M5.10 - AL) | 6403 | 3005240 | 85381090
6402 | Finished Good | Low Voltage Standoff Insulators | Thermoset DMC/BMC Insulators | RH Electronic Male-Male Series | 283 | RH14.26-HM5.10RM5.10-AL (RH Elect Series 14x26-M5.10 X M5.10 - AL) | 6402 | 3005167 | 85381090
6401 | Finished Good | Low Voltage Standoff Insulators | Thermoset DMC/BMC Insulators | RH Electronic Male - Female Series | 282 | RH14.17-HM6.10RF6.07-SS (RH Elect Series 14x17-M6.10 X F6.07 - SS) | 6401 | 3005016 | 85381090
6400 | Finished Good | Low Voltage Standoff Insulators | Thermoset DMC/BMC Insulators | RH Electronic Male - Female Series | 282 | RH14.17-HM6.10RF6.07-MS (RH Elect Series 14x17-M6.10 X F6.07 - MS ) | 6400 | 3005308 | 85381090
6399 | Finished Good | Low Voltage Standoff Insulators | Thermoset DMC/BMC Insulators | RH Electronic Male - Female Series | 282 | RH14.17-HM6.10RF6.07-BR (RH Elect Series 14x17-M6.10 X F6.07 - BR) | 6399 | 3005089 | 85381090
6398 | Finished Good | Low Voltage Standoff Insulators | Thermoset DMC/BMC Insulators | RH Electronic Male - Female Series | 282 | RH14.17-HM6.10RF6.07-AL (RH Elect Series 14x17-M6.10 X F6.07 - AL) | 6398 | 3005235 | 85381090
6397 | Finished Good | Low Voltage Standoff Insulators | Thermoset DMC/BMC Insulators | RH Electronic Male - Female Series | 282 | RH14.17-HM6.10RF6.07-AL (RH Elect Series 14x17-M6.10 X F6.07 - AL) | 6397 | 3005162 | 85381090
6396 | Finished Good | Low Voltage Standoff Insulators | Thermoset DMC/BMC Insulators | RH Electronic Male - Female Series | 282 | RH14.17-HM5.10RF5.07-SS (RH Elect Series 14x17-M5.10 X F5.07 - SS) | 6396 | 3005017 | 85381090
6395 | Finished Good | Low Voltage Standoff Insulators | Thermoset DMC/BMC Insulators | RH Electronic Male - Female Series | 282 | RH14.17-HM5.10RF5.07-MS (RH Elect Series 14x17-M5.10 X F5.07 - MS ) | 6395 | 3005309 | 85381090
6394 | Finished Good | Low Voltage Standoff Insulators | Thermoset DMC/BMC Insulators | RH Electronic Male - Female Series | 282 | RH14.17-HM5.10RF5.07-BR (RH Elect Series 14x17-M5.10 X F5.07 - BR) | 6394 | 3005090 | 85381090
6393 | Finished Good | Low Voltage Standoff Insulators | Thermoset DMC/BMC Insulators | RH Electronic Male - Female Series | 282 | RH14.17-HM5.10RF5.07-AL (RH Elect Series 14x17-M5.10 X F5.07 - AL) | 6393 | 3005236 | 85381090
6392 | Finished Good | Low Voltage Standoff Insulators | Thermoset DMC/BMC Insulators | RH Electronic Male - Female Series | 282 | RH14.17-HM5.10RF5.07-AL (RH Elect Series 14x17-M5.10 X F5.07 - AL) | 6392 | 3005163 | 85381090
6391 | Finished Good | Low Voltage Standoff Insulators | Thermoset DMC/BMC Insulators | RH Electronic Male - Female Series | 282 | RH14.17-HM4.10RF4.07-SS (RH Elect Series 14x17-M4.10 X F4.07 - SS) | 6391 | 3005018 | 85381090
6390 | Finished Good | Low Voltage Standoff Insulators | Thermoset DMC/BMC Insulators | RH Electronic Male - Female Series | 282 | RH14.17-HM4.10RF4.07-MS (RH Elect Series 14x17-M4.10 X F4.07 - MS ) | 6390 | 3005310 | 85381090
6389 | Finished Good | Low Voltage Standoff Insulators | Thermoset DMC/BMC Insulators | RH Electronic Male - Female Series | 282 | RH14.17-HM4.10RF4.07-BR (RH Elect Series 14x17-M4.10 X F4.07 - BR) | 6389 | 3005091 | 85381090
6388 | Finished Good | Low Voltage Standoff Insulators | Thermoset DMC/BMC Insulators | RH Electronic Male - Female Series | 282 | RH14.17-HM4.10RF4.07-AL (RH Elect Series 14x17-M4.10 X F4.07 - AL) | 6388 | 3005237 | 85381090
6387 | Finished Good | Low Voltage Standoff Insulators | Thermoset DMC/BMC Insulators | RH Electronic Male - Female Series | 282 | RH14.17-HM4.10RF4.07-AL (RH Elect Series 14x17-M4.10 X F4.07 - AL) | 6387 | 3005164 | 85381090
6386 | Finished Good | Low Voltage Standoff Insulators | Thermoset DMC/BMC Insulators | RH Electronic Male-Male Series | 283 | RH14.14-HM6.10RM6.15-SS (RH Elect Series 14x14-M6.10 X M6.15 - SS) | 6386 | 3005022 | 85381090
6385 | Finished Good | Low Voltage Standoff Insulators | Thermoset DMC/BMC Insulators | RH Electronic Male-Male Series | 283 | RH14.14-HM6.10RM6.15-MS (RH Elect Series 14x14-M6.10 X M6.15 - MS ) | 6385 | 3005314 | 85381090
6384 | Finished Good | Low Voltage Standoff Insulators | Thermoset DMC/BMC Insulators | RH Electronic Male-Male Series | 283 | RH14.14-HM6.10RM6.15-BR (RH Elect Series 14x14-M6.10 X M6.15 - BR) | 6384 | 3005095 | 85381090
6383 | Finished Good | Low Voltage Standoff Insulators | Thermoset DMC/BMC Insulators | RH Electronic Male-Male Series | 283 | RH14.14-HM6.10RM6.15-AL (RH Elect Series 14x14-M6.10 X M6.15 - AL) | 6383 | 3005241 | 85381090
6382 | Finished Good | Low Voltage Standoff Insulators | Thermoset DMC/BMC Insulators | RH Electronic Male-Male Series | 283 | RH14.14-HM6.10RM6.15-AL (RH Elect Series 14x14-M6.10 X M6.15 - AL) | 6382 | 3005168 | 85381090
6381 | Finished Good | Low Voltage Standoff Insulators | Thermoset DMC/BMC Insulators | RH Electronic Male-Male Series | 283 | RH14.14-HM6.10RM6.10-SS (RH Elect Series 14x14-M6.10 X M6.10 - SS) | 6381 | 3005023 | 85381090
6380 | Finished Good | Low Voltage Standoff Insulators | Thermoset DMC/BMC Insulators | RH Electronic Male-Male Series | 283 | RH14.14-HM6.10RM6.10-MS (RH Elect Series 14x14-M6.10 X M6.10 - MS ) | 6380 | 3005315 | 85381090
6379 | Finished Good | Low Voltage Standoff Insulators | Thermoset DMC/BMC Insulators | RH Electronic Male-Male Series | 283 | RH14.14-HM6.10RM6.10-BR (RH Elect Series 14x14-M6.10 X M6.10 - BR) | 6379 | 3005096 | 85381090
6378 | Finished Good | Low Voltage Standoff Insulators | Thermoset DMC/BMC Insulators | RH Electronic Male-Male Series | 283 | RH14.14-HM6.10RM6.10-AL (RH Elect Series 14x14-M6.10 X M6.10 - AL) | 6378 | 3005242 | 85381090
6377 | Finished Good | Low Voltage Standoff Insulators | Thermoset DMC/BMC Insulators | RH Electronic Male-Male Series | 283 | RH14.14-HM6.10RM6.10-AL (RH Elect Series 14x14-M6.10 X M6.10 - AL) | 6377 | 3005169 | 85381090
6376 | Finished Good | Low Voltage Standoff Insulators | Thermoset DMC/BMC Insulators | RH Electronic Male-Male Series | 283 | RH14.14-HM5.10RM5.10-SS (RH Elect Series 14x14-M5.10 X M5.10 - SS) | 6376 | 3005024 | 85381090
6375 | Finished Good | Low Voltage Standoff Insulators | Thermoset DMC/BMC Insulators | RH Electronic Male-Male Series | 283 | RH14.14-HM5.10RM5.10-MS (RH Elect Series 14x14-M5.10 X M5.10 - MS ) | 6375 | 3005316 | 85381090
6374 | Finished Good | Low Voltage Standoff Insulators | Thermoset DMC/BMC Insulators | RH Electronic Male-Male Series | 283 | RH14.14-HM5.10RM5.10-BR (RH Elect Series 14x14-M5.10 X M5.10 - BR) | 6374 | 3005097 | 85381090
6373 | Finished Good | Low Voltage Standoff Insulators | Thermoset DMC/BMC Insulators | RH Electronic Male-Male Series | 283 | RH14.14-HM5.10RM5.10-AL (RH Elect Series 14x14-M5.10 X M5.10 - AL) | 6373 | 3005243 | 85381090
6372 | Finished Good | Low Voltage Standoff Insulators | Thermoset DMC/BMC Insulators | RH Electronic Male-Male Series | 283 | RH14.14-HM5.10RM5.10-AL (RH Elect Series 14x14-M5.10 X M5.10 - AL) | 6372 | 3005170 | 85381090
6371 | Finished Good | Low Voltage Standoff Insulators | Thermoset DMC/BMC Insulators | RH Electronic Male-Male Series | 283 | RH14.14-HM4.10RM4.10-SS (RH Elect Series 14x14-M4.10 X M4.10 - SS) | 6371 | 3005025 | 85381090
6370 | Finished Good | Low Voltage Standoff Insulators | Thermoset DMC/BMC Insulators | RH Electronic Male-Male Series | 283 | RH14.14-HM4.10RM4.10-MS (RH Elect Series 14x14-M4.10 X M4.10 - MS ) | 6370 | 3005317 | 85381090
6369 | Finished Good | Low Voltage Standoff Insulators | Thermoset DMC/BMC Insulators | RH Electronic Male-Male Series | 283 | RH14.14-HM4.10RM4.10-BR (RH Elect Series 14x14-M4.10 X M4.10 - BR) | 6369 | 3005098 | 85381090
6368 | Finished Good | Low Voltage Standoff Insulators | Thermoset DMC/BMC Insulators | RH Electronic Male-Male Series | 283 | RH14.14-HM4.10RM4.10-AL (RH Elect Series 14x14-M4.10 X M4.10 - AL) | 6368 | 3005244 | 85381090
6367 | Finished Good | Low Voltage Standoff Insulators | Thermoset DMC/BMC Insulators | RH Electronic Male-Male Series | 283 | RH14.14-HM4.10RM4.10-AL (RH Elect Series 14x14-M4.10 X M4.10 - AL) | 6367 | 3005171 | 85381090
6366 | Finished Good | Low Voltage Standoff Insulators | Thermoset DMC/BMC Insulators | RH Electronic Male-Male Series | 283 | RH14.14-HM3.10RM3.10-SS (RH Elect Series 14x14-M3.10 X M3.10 - SS) | 6366 | 3005026 | 85381090
6365 | Finished Good | Low Voltage Standoff Insulators | Thermoset DMC/BMC Insulators | RH Electronic Male-Male Series | 283 | RH14.14-HM3.10RM3.10-MS (RH Elect Series 14x14-M3.10 X M3.10 - MS ) | 6365 | 3005318 | 85381090
6364 | Finished Good | Low Voltage Standoff Insulators | Thermoset DMC/BMC Insulators | RH Electronic Male-Male Series | 283 | RH14.14-HM3.10RM3.10-BR (RH Elect Series 14x14-M3.10 X M3.10 - BR) | 6364 | 3005099 | 85381090
6363 | Finished Good | Low Voltage Standoff Insulators | Thermoset DMC/BMC Insulators | RH Electronic Male-Male Series | 283 | RH14.14-HM3.10RM3.10-AL (RH Elect Series 14x14-M3.10 X M3.10 - AL) | 6363 | 3005245 | 85381090
6362 | Finished Good | Low Voltage Standoff Insulators | Thermoset DMC/BMC Insulators | RH Electronic Male-Male Series | 283 | RH14.14-HM3.10RM3.10-AL (RH Elect Series 14x14-M3.10 X M3.10 - AL) | 6362 | 3005172 | 85381090
6361 | Raw Material | Consumables | Miscellaneous | Perf-gun | 247 | Retaining Clip (Retaining Clip) | 6361 | 1001179 | 85381090
6360 | Out Sourced / Processed Material | THERMOSET MATERIAL | Consumable | RESIN MIX-PULTRUTION | 280 | RESIN PULTRUTION (RESIN MIX-PULTRUTION) | 6360 | 2001002 | 85381090
6359 | Raw Material | Thermoset RM | Epoxy Raw Material | Resin | 274 | RESIN PULTRUSION IR-091 (RESIN PULTRUSION IR-091) | 6359 | 1001097 | 85381090
6358 | Out Sourced / Processed Material | THERMOSET MATERIAL | Consumable | RESIN MIX-EPOXY | 279 | RESIN EPOXY (RESIN MIX-EPOXY) | 6358 | 2001003 | 85381090
6357 | Raw Material | Thermoset RM | Epoxy Raw Material | Resin | 274 | RESIN DERAKANE 470-300 HT (RESIN DERAKANE 470-300 HT) | 6357 | 1001098 | 85381090
6356 | Out Sourced / Processed Material | THERMOSET MATERIAL | Consumable | RESIN MIX-CTPT | 278 | RESIN CT (RESIN MIX-CTPT) | 6356 | 2001004 | 85381090
6355 | Raw Material | Thermoset RM | Epoxy Raw Material | Resin | 274 | RESIN 2037 (RESIN 2037) | 6355 | 1001099 | 85381090
6354 | Raw Material | Consumables | Miscellaneous | Perf-gun | 247 | RCA JACK MONO 3.2MM PCB (RCA JACK MONO 3.2MM PCB) | 6354 | 1001182 | 85381090
6353 | Raw Material | Consumables | Miscellaneous | Perf-gun | 247 | RCA CONNECTOR PCB (RCA CONNECTOR PCB) | 6353 | 1001184 | 85381090
6352 | Raw Material | Consumables | Miscellaneous | Perf-gun | 247 | RCA WIRE 1.7-1.9MM (RCA CONNECTOR WIRE 1000V WHITE 1.7-1.9MM) | 6352 | 1001183 | 85381090
6351 | Out Sourced / Processed Material | THERMOSET MATERIAL | Consumable | CT CASE | 113 | RC 4 (Window 170/90) Grey (Rctn encp TERMINAL - RC 4 (ID 170/90)) | 6351 | 2001102 | 85381090
6350 | Out Sourced / Processed Material | THERMOSET MATERIAL | Consumable | CT CASE | 113 | RC 4 (Window 170/90) (Rctn encp RESIN CAST TERMINAL - RC 4 (ID 170/90) FEMALE) | 6350 | 2001106 | 85381090
6349 | Out Sourced / Processed Material | THERMOSET MATERIAL | Consumable | CT CASE | 113 | RC 3 (Window 155/50) RED (Rctn encp RESIN CAST TERMINAL - RC 3 (ID 155/50)) | 6349 | 2001105 | 85381090
6348 | Out Sourced / Processed Material | THERMOSET MATERIAL | Consumable | CT CASE | 113 | RC 3 (Window 155/50) Grey (Rctn encp TERMINAL - RC 3 (ID 155/50)) | 6348 | 2001101 | 85381090
6347 | Out Sourced / Processed Material | THERMOSET MATERIAL | Consumable | CT CASE | 113 | RC 2 (Window 105/35) RED (Rctn encp RESIN CAST TERMINAL - RC 2 (ID 105/35)) | 6347 | 2001104 | 85381090
6346 | Out Sourced / Processed Material | THERMOSET MATERIAL | Consumable | CT CASE | 113 | RC 2 (Window 105/35) Grey (Rctn encp TERMINAL - RC 2 (ID 105/35)) | 6346 | 2001100 | 85381090
6345 | Out Sourced / Processed Material | THERMOSET MATERIAL | Consumable | CT CASE | 113 | RC 1 (Window 65/25) RED (Rctn encp RESIN CAST TERMINAL - RC 1 (ID 65/25)) | 6345 | 2001103 | 85381090
6344 | Out Sourced / Processed Material | THERMOSET MATERIAL | Consumable | CT CASE | 113 | RC 1 (Window 65/25) Grey (Rctn encp TERMINAL - RC 1 (ID 65/25)) | 6344 | 2001099 | 85381090
6343 | By Product | Thermoplastic SCRAP | Injection molding scrap | Engineered Plastic | 154 | PVC COMPOUND SCRAP (PVC COMPOUND) | 6343 | 2009015 | 85381090
6342 | Raw Material | Thermoplastic RM | Injection molding RM | Engineered Plastic | 153 | PVC COMPOUND (PVC COMPOUND) | 6342 | 1001025 | 85381090
6341 | Raw Material | Packaging material | Packing boxes | Inner/Outer boxes | 212 | PUSH BUTTON otr (PUSH BUTTON OUTER) | 6341 | 1001271 | 85381090
6340 | Raw Material | Packaging material | Packing boxes | Inner/Outer boxes | 212 | PUSH BUTTON inr (PUSH BUTTON INNER) | 6340 | 1001272 | 85381090
6339 | Raw Material | Thermoset RM | DMC/SMC Raw Material | Glass fibre | 208 | PULTRUSION FABRIC (PULTRUSION FABRIC) | 6339 | 1001100 | 85381090
6338 | Finished Good | Protection Current Transformer | Ring Encapsulated CT ( Round ID-42mm ) | TAPE WOUND TERMINAL TYPE PC 1 (Window 42) | 284 | PTT 405 -10D-42 (400/5A- Ring ENCP Type PRTCN CT PC1 SCND 5 A- CLS : 5P10- BRDN 10VA) | 6338 | 3003339 | 85381090
6337 | Finished Good | Protection Current Transformer | Ring Encapsulated CT ( Round ID-42mm ) | TAPE WOUND TERMINAL TYPE PC 1 (Window 42) | 284 | PTT 401 -10D-42 (400/1A- Ring ENCP Type PRTCN CT PC1 SCND 1 A- CLS : 5P10- BRDN 10VA) | 6337 | 3003333 | 85381090
6336 | Finished Good | Protection Current Transformer | Ring Encapsulated CT ( Round ID-42mm ) | TAPE WOUND TERMINAL TYPE PC 1 (Window 42) | 284 | PTT 305 -10D-42 (300/5A- Ring ENCP Type PRTCN CT PC1 SCND 5 A- CLS : 5P10- BRDN 10VA) | 6336 | 3003340 | 85381090
6335 | Finished Good | Protection Current Transformer | Ring Encapsulated CT ( Round ID-42mm ) | TAPE WOUND TERMINAL TYPE PC 1 (Window 42) | 284 | PTT 301 -10D-42 (300/1A- Ring ENCP Type PRTCN CT PC1 SCND 1 A- CLS : 5P10- BRDN 10VA) | 6335 | 3003334 | 85381090
6334 | Finished Good | Protection Current Transformer | Ring Encapsulated CT ( Round ID-42mm ) | TAPE WOUND TERMINAL TYPE PC 1 (Window 42) | 284 | PTT 255 -10D-42 (250/5A- Ring ENCP Type PRTCN CT PC1 SCND 5 A- CLS : 5P10- BRDN 10VA) | 6334 | 3003341 | 85381090
6333 | Finished Good | Protection Current Transformer | Ring Encapsulated CT ( Round ID-42mm ) | TAPE WOUND TERMINAL TYPE PC 1 (Window 42) | 284 | PTT 251 -10D-42 (250/1A- Ring ENCP Type PRTCN CT PC1 SCND 1 A- CLS : 5P10- BRDN 10VA) | 6333 | 3003335 | 85381090
6332 | Finished Good | Protection Current Transformer | Ring Encapsulated CT ( Round ID-42mm ) | TAPE WOUND TERMINAL TYPE PC 1 (Window 42) | 284 | PTT 205 -10D-42 (200/5A- Ring ENCP Type PRTCN CT PC1 SCND 5 A- CLS : 5P10- BRDN 10VA) | 6332 | 3003342 | 85381090
6331 | Finished Good | Protection Current Transformer | Ring Encapsulated CT ( Round ID-42mm ) | TAPE WOUND TERMINAL TYPE PC 1 (Window 42) | 284 | PTT 201 -10D-42 (200/1A- Ring ENCP Type PRTCN CT PC1 SCND 1 A- CLS : 5P10- BRDN 10VA) | 6331 | 3003336 | 85381090
6330 | Finished Good | Protection Current Transformer | Ring Encapsulated CT ( Round ID-42mm ) | TAPE WOUND TERMINAL TYPE PC 1 (Window 42) | 284 | PTT 155 -10D-42 (150/5A- Ring ENCP Type PRTCN CT PC1 SCND 5 A- CLS : 5P10- BRDN 10VA) | 6330 | 3003343 | 85381090
6329 | Finished Good | Protection Current Transformer | Ring Encapsulated CT ( Round ID-42mm ) | TAPE WOUND TERMINAL TYPE PC 1 (Window 42) | 284 | PTT 151 -10D-42 (150/1A- Ring ENCP Type PRTCN CT PC1 SCND 1 A- CLS : 5P10- BRDN 10VA) | 6329 | 3003337 | 85381090
6328 | Finished Good | Protection Current Transformer | Ring Encapsulated CT ( Round ID-42mm ) | TAPE WOUND TERMINAL TYPE PC 1 (Window 42) | 284 | PTT 105 -10D-42 (100/5A- Ring ENCP Type PRTCN CT PC1 SCND 5 A- CLS : 5P10- BRDN 10VA) | 6328 | 3003344 | 85381090
6327 | Finished Good | Protection Current Transformer | Ring Encapsulated CT ( Round ID-42mm ) | TAPE WOUND TERMINAL TYPE PC 1 (Window 42) | 284 | PTT 101 -10D-42 (100/1A- Ring ENCP Type PRTCN CT PC1 SCND 1 A- CLS : 5P10- BRDN 10VA) | 6327 | 3003338 | 85381090
6326 | Finished Good | Protection Current Transformer | RECTANGULAR ENCAPSULATED CT ( WINDOW 105/37 ) | TAPE WOUND TERMINAL TYPE PC 2 (Window 105/37) | 264 | PTS 805 -15D-105/37 (800/5A-RCTN ENCP Type PRTCN CT PC2 scnd 5 A- Class : 5P10- Burden 15VA) | 6326 | 3003358 | 85381090
6325 | Finished Good | Protection Current Transformer | RECTANGULAR ENCAPSULATED CT ( WINDOW 105/37 ) | TAPE WOUND TERMINAL TYPE PC 2 (Window 105/37) | 264 | PTS 801 -15D-105/37 (800/1A-RCTN ENCP Type PRTCN CT PC2 scnd 1 A- Class : 5P10- Burden 15VA) | 6325 | 3003350 | 85381090
6324 | Finished Good | Protection Current Transformer | RECTANGULAR ENCAPSULATED CT ( WINDOW 105/37 ) | TAPE WOUND TERMINAL TYPE PC 2 (Window 105/37) | 264 | PTS 605 -10D-105/37 (600/5A-RCTN ENCP Type PRTCN CT PC2 scnd 5 A- Class : 5P10- Burden 10VA) | 6324 | 3003359 | 85381090
6323 | Finished Good | Protection Current Transformer | RECTANGULAR ENCAPSULATED CT ( WINDOW 105/37 ) | TAPE WOUND TERMINAL TYPE PC 2 (Window 105/37) | 264 | PTS 601 -10D-105/37 (600/1A-RCTN ENCP Type PRTCN CT PC2 scnd 1 A- Class : 5P10- Burden 10VA) | 6323 | 3003351 | 85381090
6322 | Finished Good | Protection Current Transformer | RECTANGULAR ENCAPSULATED CT ( WINDOW 105/37 ) | TAPE WOUND TERMINAL TYPE PC 2 (Window 105/37) | 264 | PTS 505 -10D-105/37 (500/5A-RCTN ENCP Type PRTCN CT PC2 scnd 5 A- Class : 5P10- Burden 10VA) | 6322 | 3003360 | 85381090
6321 | Finished Good | Protection Current Transformer | RECTANGULAR ENCAPSULATED CT ( WINDOW 105/37 ) | TAPE WOUND TERMINAL TYPE PC 2 (Window 105/37) | 264 | PTS 501 -10D-105/37 (500/1A-RCTN ENCP Type PRTCN CT PC2 scnd 1 A- Class : 5P10- Burden 10VA) | 6321 | 3003352 | 85381090
6320 | Finished Good | Protection Current Transformer | RECTANGULAR ENCAPSULATED CT ( WINDOW 170/90 ) | TAPE WOUND TERMINAL TYPE PC 4 (Window 170/90) | 266 | PTS 5005-15D-170/90 (5000/5A-RCTN ENCP Type PRTCN CT PC4 scnd 5 A- Class : 5P10- Burden 15VA) | 6320 | 3003380 | 85381090
6319 | Finished Good | Protection Current Transformer | RECTANGULAR ENCAPSULATED CT ( WINDOW 170/90 ) | TAPE WOUND TERMINAL TYPE PC 4 (Window 170/90) | 266 | PTS 5001-15D-170/90 (5000/1A-RCTN ENCP Type PRTCN CT PC4 scnd 1 A- Class : 5P10- Burden 15VA) | 6319 | 3003375 | 85381090
6318 | Finished Good | Protection Current Transformer | RECTANGULAR ENCAPSULATED CT ( WINDOW 170/90 ) | TAPE WOUND TERMINAL TYPE PC 4 (Window 170/90) | 266 | PTS 4005-15D-170/90 (4000/5A-RCTN ENCP Type PRTCN CT PC4 scnd 5 A- Class : 5P10- Burden 15VA) | 6318 | 3003381 | 85381090
6317 | Finished Good | Protection Current Transformer | RECTANGULAR ENCAPSULATED CT ( WINDOW 155/50 ) | TAPE WOUND TERMINAL TYPE PC 3 (Window 155/50) | 265 | PTS 4005 -15D-155/50 (4000/5A-RCTN ENCP Type PRTCN CT PC3 scnd 5 A- Class : 5P10- Burden 15VA) | 6317 | 3003368 | 85381090
6316 | Finished Good | Protection Current Transformer | RECTANGULAR ENCAPSULATED CT ( WINDOW 170/90 ) | TAPE WOUND TERMINAL TYPE PC 4 (Window 170/90) | 266 | PTS 4001-15D-170/90 (4000/1A-RCTN ENCP Type PRTCN CT PC4 scnd 1 A- Class : 5P10- Burden 15VA) | 6316 | 3003376 | 85381090
6315 | Finished Good | Protection Current Transformer | RECTANGULAR ENCAPSULATED CT ( WINDOW 155/50 ) | TAPE WOUND TERMINAL TYPE PC 3 (Window 155/50) | 265 | PTS 4001 -15D-155/50 (4000/1A-RCTN ENCP Type PRTCN CT PC3 scnd 1 A- Class : 5P10- Burden 15VA) | 6315 | 3003361 | 85381090
6314 | Finished Good | Protection Current Transformer | RECTANGULAR ENCAPSULATED CT ( WINDOW 155/50 ) | TAPE WOUND TERMINAL TYPE PC 3 (Window 155/50) | 265 | PTS 3205 -15D-155/50 (3200/5A-RCTN ENCP Type PRTCN CT PC3 scnd 5 A- Class : 5P10- Burden 15VA) | 6314 | 3003369 | 85381090
6313 | Finished Good | Protection Current Transformer | RECTANGULAR ENCAPSULATED CT ( WINDOW 170/90 ) | TAPE WOUND TERMINAL TYPE PC 4 (Window 170/90) | 266 | PTS 3201-15D-170/90 (3200/1A-RCTN ENCP Type PRTCN CT PC4 scnd 1 A- Class : 5P10- Burden 15VA) | 6313 | 3003377 | 85381090
6312 | Finished Good | Protection Current Transformer | RECTANGULAR ENCAPSULATED CT ( WINDOW 155/50 ) | TAPE WOUND TERMINAL TYPE PC 3 (Window 155/50) | 265 | PTS 3201 -15D-155/50 (3200/1A-RCTN ENCP Type PRTCN CT PC3 scnd 1 A- Class : 5P10- Burden 15VA) | 6312 | 3003362 | 85381090
6311 | Finished Good | Protection Current Transformer | RECTANGULAR ENCAPSULATED CT ( WINDOW 170/90 ) | TAPE WOUND TERMINAL TYPE PC 4 (Window 170/90) | 266 | PTS 32005-15D-170/90 (3200/5A-RCTN ENCP Type PRTCN CT PC4 scnd 5 A- Class : 5P10- Burden 15VA) | 6311 | 3003382 | 85381090
6310 | Finished Good | Protection Current Transformer | RECTANGULAR ENCAPSULATED CT ( WINDOW 170/90 ) | TAPE WOUND TERMINAL TYPE PC 4 (Window 170/90) | 266 | PTS 3005-15D-170/90 (3000/5A-RCTN ENCP Type PRTCN CT PC4 scnd 5 A- Class : 5P10- Burden 15VA) | 6310 | 3003383 | 85381090
6309 | Finished Good | Protection Current Transformer | RECTANGULAR ENCAPSULATED CT ( WINDOW 155/50 ) | TAPE WOUND TERMINAL TYPE PC 3 (Window 155/50) | 265 | PTS 3005 -15D-155/50 (3000/5A-RCTN ENCP Type PRTCN CT PC3 scnd 5 A- Class : 5P10- Burden 15VA) | 6309 | 3003370 | 85381090
6308 | Finished Good | Protection Current Transformer | RECTANGULAR ENCAPSULATED CT ( WINDOW 170/90 ) | TAPE WOUND TERMINAL TYPE PC 4 (Window 170/90) | 266 | PTS 3001-15D-170/90 (3000/1A-RCTN ENCP Type PRTCN CT PC4 scnd 1 A- Class : 5P10- Burden 15VA) | 6308 | 3003378 | 85381090
6307 | Finished Good | Protection Current Transformer | RECTANGULAR ENCAPSULATED CT ( WINDOW 155/50 ) | TAPE WOUND TERMINAL TYPE PC 3 (Window 155/50) | 265 | PTS 3001 -15D-155/50 (3000/1A-RCTN ENCP Type PRTCN CT PC3 scnd 1 A- Class : 5P10- Burden 15VA) | 6307 | 3003363 | 85381090
6306 | Finished Good | Protection Current Transformer | RECTANGULAR ENCAPSULATED CT ( WINDOW 170/90 ) | TAPE WOUND TERMINAL TYPE PC 4 (Window 170/90) | 266 | PTS 2505-15D-170/90 (2500/5A-RCTN ENCP Type PRTCN CT PC4 scnd 5 A- Class : 5P10- Burden 15VA) | 6306 | 3003384 | 85381090
6305 | Finished Good | Protection Current Transformer | RECTANGULAR ENCAPSULATED CT ( WINDOW 155/50 ) | TAPE WOUND TERMINAL TYPE PC 3 (Window 155/50) | 265 | PTS 2505 -15D-155/50 (2500/5A-RCTN ENCP Type PRTCN CT PC3 scnd 5 A- Class : 5P10- Burden 15VA) | 6305 | 3003371 | 85381090
6304 | Finished Good | Protection Current Transformer | RECTANGULAR ENCAPSULATED CT ( WINDOW 170/90 ) | TAPE WOUND TERMINAL TYPE PC 4 (Window 170/90) | 266 | PTS 2501-15D-170/90 (2500/1A-RCTN ENCP Type PRTCN CT PC4 scnd 1 A- Class : 5P10- Burden 15VA) | 6304 | 3003379 | 85381090
6303 | Finished Good | Protection Current Transformer | RECTANGULAR ENCAPSULATED CT ( WINDOW 155/50 ) | TAPE WOUND TERMINAL TYPE PC 3 (Window 155/50) | 265 | PTS 2501 -15D-155/50 (2500/1A-RCTN ENCP Type PRTCN CT PC3 scnd 1 A- Class : 5P10- Burden 15VA) | 6303 | 3003364 | 85381090
6302 | Finished Good | Protection Current Transformer | RECTANGULAR ENCAPSULATED CT ( WINDOW 155/50 ) | TAPE WOUND TERMINAL TYPE PC 3 (Window 155/50) | 265 | PTS 2005 -15D-155/50 (2000/5A-RCTN ENCP Type PRTCN CT PC3 scnd 5 A- Class : 5P10- Burden 15VA) | 6302 | 3003372 | 85381090
6301 | Finished Good | Protection Current Transformer | RECTANGULAR ENCAPSULATED CT ( WINDOW 155/50 ) | TAPE WOUND TERMINAL TYPE PC 3 (Window 155/50) | 265 | PTS 2001 -15D-155/50 (2000/1A-RCTN ENCP Type PRTCN CT PC3 scnd 1 A- Class : 5P10- Burden 15VA) | 6301 | 3003365 | 85381090
6300 | Finished Good | Protection Current Transformer | RECTANGULAR ENCAPSULATED CT ( WINDOW 155/50 ) | TAPE WOUND TERMINAL TYPE PC 3 (Window 155/50) | 265 | PTS 1605 -15D-155/50 (1600/5A-RCTN ENCP Type PRTCN CT PC3 scnd 5 A- Class : 5P10- Burden 15VA) | 6300 | 3003373 | 85381090
6299 | Finished Good | Protection Current Transformer | RECTANGULAR ENCAPSULATED CT ( WINDOW 105/37 ) | TAPE WOUND TERMINAL TYPE PC 2 (Window 105/37) | 264 | PTS 1605 -15D-105/37 (1600/5A-RCTN ENCP Type PRTCN CT PC2 scnd 5 A- Class : 5P10- Burden 15VA) | 6299 | 3003353 | 85381090
6298 | Finished Good | Protection Current Transformer | RECTANGULAR ENCAPSULATED CT ( WINDOW 155/50 ) | TAPE WOUND TERMINAL TYPE PC 3 (Window 155/50) | 265 | PTS 1601 -15D-155/50 (1600/1A-RCTN ENCP Type PRTCN CT PC3 scnd 1 A- Class : 5P10- Burden 15VA) | 6298 | 3003366 | 85381090
6297 | Finished Good | Protection Current Transformer | RECTANGULAR ENCAPSULATED CT ( WINDOW 105/37 ) | TAPE WOUND TERMINAL TYPE PC 2 (Window 105/37) | 264 | PTS 1601 -15D-105/37 (1600/1A-RCTN ENCP Type PRTCN CT PC2 scnd 1 A- Class : 5P10- Burden 15VA) | 6297 | 3003345 | 85381090
6296 | Finished Good | Protection Current Transformer | RECTANGULAR ENCAPSULATED CT ( WINDOW 155/50 ) | TAPE WOUND TERMINAL TYPE PC 3 (Window 155/50) | 265 | PTS 1505 -15D-155/50 (1500/5A-RCTN ENCP Type PRTCN CT PC3 scnd 5 A- Class : 5P10- Burden 15VA) | 6296 | 3003374 | 85381090
6295 | Finished Good | Protection Current Transformer | RECTANGULAR ENCAPSULATED CT ( WINDOW 105/37 ) | TAPE WOUND TERMINAL TYPE PC 2 (Window 105/37) | 264 | PTS 1505 -15D-105/37 (1500/5A-RCTN ENCP Type PRTCN CT PC2 scnd 5 A- Class : 5P10- Burden 15VA) | 6295 | 3003354 | 85381090
6294 | Finished Good | Protection Current Transformer | RECTANGULAR ENCAPSULATED CT ( WINDOW 155/50 ) | TAPE WOUND TERMINAL TYPE PC 3 (Window 155/50) | 265 | PTS 1501 -15D-155/50 (1500/1A-RCTN ENCP Type PRTCN CT PC3 scnd 1 A- Class : 5P10- Burden 15VA) | 6294 | 3003367 | 85381090
6293 | Finished Good | Protection Current Transformer | RECTANGULAR ENCAPSULATED CT ( WINDOW 105/37 ) | TAPE WOUND TERMINAL TYPE PC 2 (Window 105/37) | 264 | PTS 1501 -15D-105/37 (1500/1A-RCTN ENCP Type PRTCN CT PC2 scnd 1 A- Class : 5P10- Burden 15VA) | 6293 | 3003346 | 85381090
6292 | Finished Good | Protection Current Transformer | RECTANGULAR ENCAPSULATED CT ( WINDOW 105/37 ) | TAPE WOUND TERMINAL TYPE PC 2 (Window 105/37) | 264 | PTS 1255 -15D-105/37 (1250/5A-RCTN ENCP Type PRTCN CT PC2 scnd 5 A- Class : 5P10- Burden 15VA) | 6292 | 3003355 | 85381090
6291 | Finished Good | Protection Current Transformer | RECTANGULAR ENCAPSULATED CT ( WINDOW 105/37 ) | TAPE WOUND TERMINAL TYPE PC 2 (Window 105/37) | 264 | PTS 1251 -15D-105/37 (1250/1A-RCTN ENCP Type PRTCN CT PC2 scnd 1 A- Class : 5P10- Burden 15VA) | 6291 | 3003347 | 85381090
6290 | Finished Good | Protection Current Transformer | RECTANGULAR ENCAPSULATED CT ( WINDOW 105/37 ) | TAPE WOUND TERMINAL TYPE PC 2 (Window 105/37) | 264 | PTS 1205 -15D-105/37 (1200/5A-RCTN ENCP Type PRTCN CT PC2 scnd 5 A- Class : 5P10- Burden 15VA) | 6290 | 3003356 | 85381090
6289 | Finished Good | Protection Current Transformer | RECTANGULAR ENCAPSULATED CT ( WINDOW 105/37 ) | TAPE WOUND TERMINAL TYPE PC 2 (Window 105/37) | 264 | PTS 1201 -15D-105/37 (1200/1A-RCTN ENCP Type PRTCN CT PC2 scnd 1 A- Class : 5P10- Burden 15VA) | 6289 | 3003348 | 85381090
6288 | Finished Good | Protection Current Transformer | RECTANGULAR ENCAPSULATED CT ( WINDOW 105/37 ) | TAPE WOUND TERMINAL TYPE PC 2 (Window 105/37) | 264 | PTS 1005 -15D-105/37 (1000/5A-RCTN ENCP Type PRTCN CT PC2 scnd 5 A- Class : 5P10- Burden 15VA) | 6288 | 3003357 | 85381090
6287 | Finished Good | Protection Current Transformer | RECTANGULAR ENCAPSULATED CT ( WINDOW 105/37 ) | TAPE WOUND TERMINAL TYPE PC 2 (Window 105/37) | 264 | PTS 1001 -15D-105/37 (1000/1A-RCTN ENCP Type PRTCN CT PC2 scnd 1 A- Class : 5P10- Burden 15VA) | 6287 | 3003349 | 85381090
6286 | Finished Good | Pultruded Products | Standard & Fabricated Pultruted Products | FRP Tube Series | 159 | PT S2026 (Pultruted Square Tube : OD - 26mm - ID - 20.5mm ) | 6286 | 3004718 | 85381090
6285 | Finished Good | Pultruded Products | Standard & Fabricated Pultruted Products | FRP Tube Series | 159 | PT 3845 (Pultruted Tube : OD - 44.45mm - ID - 38.1mm ) | 6285 | 3004716 | 85381090
6284 | Finished Good | Pultruded Products | Standard & Fabricated Pultruted Products | FRP Tube Series | 159 | PT 3238 (Pultruted Tube : OD - 38.1mm - ID - 31.75mm ) | 6284 | 3004717 | 85381090
6283 | Finished Good | Pultruded Products | Standard & Fabricated Pultruted Products | FRP Tube Series | 159 | PT 2025 (Pultruted Tube : OD - 25mm - ID - 20.5mm ) | 6283 | 3004719 | 85381090
6282 | Finished Good | Pultruded Products | Standard & Fabricated Pultruted Products | FRP Tube Series | 159 | PT 1220 (Pultruted Tube : OD - 20mm - ID - 12.5mm ) | 6282 | 3004720 | 85381090
6281 | Finished Good | Pultruded Products | Standard & Fabricated Pultruted Products | FRP Tube Series | 159 | PT 1219 (Pultruted Tube : OD - 19mm - ID - 12.5mm ) | 6281 | 3004721 | 85381090
6280 | Finished Good | Pultruded Products | Standard & Fabricated Pultruted Products | FRP Tube Series | 159 | PT 1016 (Pultruted Tube : OD - 16mm - ID - 10.5mm ) | 6280 | 3004722 | 85381090
6279 | Finished Good | Pultruded Products | Standard & Fabricated Pultruted Products | FRP Tube Series | 159 | PT 0813 (Pultruted Tube : OD - 12.7mm - ID - 8.5mm ) | 6279 | 3004723 | 85381090
6278 | Finished Good | Pultruded Products | Standard & Fabricated Pultruted Products | FRP Tube Series | 159 | PT 0812 (Pultruted Tube : OD - 12mm - ID - 8.5mm ) | 6278 | 3004724 | 85381090
6277 | Finished Good | Pultruded Products | Standard & Fabricated Pultruted Products | FRP Tube Series | 159 | PT 0610 (Pultruted Tube : OD - 10mm - ID - 6.5mm ) | 6277 | 3004725 | 85381090
6276 | Finished Good | Panel Accessories | Non Illuminated Actuators | Selector Actuator Two postion Type | 296 | PST01K (Selector Actautor - 2 position - Dia : 22 mm ) | 6276 | 3004370 | 85381090
6275 | Finished Good | Panel Accessories | Non Illuminated Actuators | Selector Actuator Spring Return postion Type | 294 | PSR01K (Selector Actautor - Spring Return - Dia : 22 mm ) | 6275 | 3004368 | 85381090
6274 | By Product | Thermoplastic SCRAP | Injection molding scrap | Engineered Plastic | 154 | PSP (POLYSTYRENE) SCRAP (PSP (POLYSTYRENE)) | 6274 | 2009016 | 85381090
6273 | Raw Material | Thermoplastic RM | Injection molding RM | Engineered Plastic | 153 | PSP (POLYSTYRENE) (PSP (POLYSTYRENE)) | 6273 | 1001026 | 85381090
6272 | Finished Good | Panel Accessories | Non Illuminated Actuators | Selector Actuator Three postion Type | 295 | PSH01K (Selector Actautor - 3 position - Dia : 22 mm ) | 6272 | 3004369 | 85381090
6271 | Finished Good | Protection Current Transformer | RECTANGULAR ENCAPSULATED CT ( WINDOW 105/37 ) | TAPE WOUND TERMINAL TYPE SP 1 (Window 105/37) | 138 | PSC 805 -30V-105/37 (800/5A- Special Class Protection ENCP SP1 Scnd 5 A-Acc. : PS- KNV 30V) | 6271 | 3003484 | 85381090
6270 | Finished Good | Protection Current Transformer | RECTANGULAR ENCAPSULATED CT ( WINDOW 105/37 ) | TAPE WOUND TERMINAL TYPE SP 1 (Window 105/37) | 138 | PSC 801 -30V-105/37 (800/1A- Special Class Protection ENCP SP1 Scnd 5 A-Acc. : PS- KNV 115V) | 6270 | 3003479 | 85381090
6269 | Finished Good | Protection Current Transformer | RECTANGULAR ENCAPSULATED CT ( WINDOW 170/90 ) | TAPE WOUND TERMINAL TYPE SP 3 (Window 170/90) | 140 | PSC 5005 -75V-170/90 (5000/5A- Special Class Protection ENCP SP3 Scnd 5 A-Acc. : PS- KNV 75V) | 6269 | 3003460 | 85381090
6268 | Finished Good | Protection Current Transformer | RECTANGULAR ENCAPSULATED CT ( WINDOW 170/90 ) | TAPE WOUND TERMINAL TYPE SP 3 (Window 170/90) | 140 | PSC 5001 -270V-170/90 (5000/1A- Special Class Protection ENCP SP3 Scnd 1 A-Acc. : PS- KNV 270V) | 6268 | 3003455 | 85381090
6267 | Finished Good | Protection Current Transformer | RECTANGULAR ENCAPSULATED CT ( WINDOW 170/90 ) | TAPE WOUND TERMINAL TYPE SP 3 (Window 170/90) | 140 | PSC 4005 -70V-170/90 (4000/5A- Special Class Protection ENCP SP3 Scnd 5 A-Acc. : PS- KNV 70V) | 6267 | 3003461 | 85381090
6266 | Finished Good | Protection Current Transformer | RECTANGULAR ENCAPSULATED CT ( WINDOW 170/90 ) | TAPE WOUND TERMINAL TYPE SP 3 (Window 170/90) | 140 | PSC 4001 -260V-170/90 (4000/1A- Special Class Protection ENCP SP3 Scnd 1 A-Acc. : PS- KNV 260V) | 6266 | 3003456 | 85381090
6265 | Finished Good | Protection Current Transformer | RECTANGULAR ENCAPSULATED CT ( WINDOW 155/50 ) | TAPE WOUND TERMINAL TYPE SP 2 (Window 155/50) | 139 | PSC 3205 -75V-155/50 (3200/5A- Special Class Protection ENCP SP2 Scnd 5 A-Acc. : PS- KNV 75V) | 6265 | 3003470 | 85381090
6264 | Finished Good | Protection Current Transformer | RECTANGULAR ENCAPSULATED CT ( WINDOW 170/90 ) | TAPE WOUND TERMINAL TYPE SP 3 (Window 170/90) | 140 | PSC 3205 -60V-170/90 (3200/5A- Special Class Protection ENCP SP3 Scnd 5 A-Acc. : PS- KNV 60V) | 6264 | 3003462 | 85381090
6263 | Finished Good | Protection Current Transformer | RECTANGULAR ENCAPSULATED CT ( WINDOW 170/90 ) | TAPE WOUND TERMINAL TYPE SP 3 (Window 170/90) | 140 | PSC 3201 -250V-170/90 (3200/1A- Special Class Protection ENCP SP3 Scnd 1 A-Acc. : PS- KNV 250V) | 6263 | 3003457 | 85381090
6262 | Finished Good | Protection Current Transformer | RECTANGULAR ENCAPSULATED CT ( WINDOW 155/50 ) | TAPE WOUND TERMINAL TYPE SP 2 (Window 155/50) | 139 | PSC 3201 -250V-155/50 (3200/1A-Special Class Protection ENCP SP2 Scnd 1 A-Acc. : PS- KNV 250V) | 6262 | 3003465 | 85381090
6261 | Finished Good | Protection Current Transformer | RECTANGULAR ENCAPSULATED CT ( WINDOW 155/50 ) | TAPE WOUND TERMINAL TYPE SP 2 (Window 155/50) | 139 | PSC 3005 -70V-155/50 (3000/5A- Special Class Protection ENCP SP2 Scnd 5 A-Acc. : PS- KNV 70V) | 6261 | 3003471 | 85381090
6260 | Finished Good | Protection Current Transformer | RECTANGULAR ENCAPSULATED CT ( WINDOW 170/90 ) | TAPE WOUND TERMINAL TYPE SP 3 (Window 170/90) | 140 | PSC 3005 -50V-170/90 (3000/5A- Special Class Protection ENCP SP3 Scnd 5 A-Acc. : PS- KNV 50V) | 6260 | 3003463 | 85381090
6259 | Finished Good | Protection Current Transformer | RECTANGULAR ENCAPSULATED CT ( WINDOW 170/90 ) | TAPE WOUND TERMINAL TYPE SP 3 (Window 170/90) | 140 | PSC 3001 -230V-170/90 (3000/1A- Special Class Protection ENCP SP3 Scnd 1 A-Acc. : PS- KNV 230V) | 6259 | 3003458 | 85381090
6258 | Finished Good | Protection Current Transformer | RECTANGULAR ENCAPSULATED CT ( WINDOW 155/50 ) | TAPE WOUND TERMINAL TYPE SP 2 (Window 155/50) | 139 | PSC 3001 -230V-155/50 (3000/1A-Special Class Protection ENCP SP2 Scnd 1 A-Acc. : PS- KNV 230V) | 6258 | 3003466 | 85381090
6257 | Finished Good | Protection Current Transformer | RECTANGULAR ENCAPSULATED CT ( WINDOW 155/50 ) | TAPE WOUND TERMINAL TYPE SP 2 (Window 155/50) | 139 | PSC 2505 -60V-155/50 (2500/5A- Special Class Protection ENCP SP2 Scnd 5 A-Acc. : PS- KNV 60V) | 6257 | 3003472 | 85381090
6256 | Finished Good | Protection Current Transformer | RECTANGULAR ENCAPSULATED CT ( WINDOW 170/90 ) | TAPE WOUND TERMINAL TYPE SP 3 (Window 170/90) | 140 | PSC 2505 -40V-170/90 (2500/5A- Special Class Protection ENCP SP3 Scnd 5 A-Acc. : PS- KNV 40V) | 6256 | 3003464 | 85381090
6255 | Finished Good | Protection Current Transformer | RECTANGULAR ENCAPSULATED CT ( WINDOW 170/90 ) | TAPE WOUND TERMINAL TYPE SP 3 (Window 170/90) | 140 | PSC 2501 -200V-170/90 (2500/1A- Special Class Protection ENCP SP3 Scnd 1 A-Acc. : PS- KNV 200V) | 6255 | 3003459 | 85381090
6254 | Finished Good | Protection Current Transformer | RECTANGULAR ENCAPSULATED CT ( WINDOW 155/50 ) | TAPE WOUND TERMINAL TYPE SP 2 (Window 155/50) | 139 | PSC 2501 -200V-155/50 (2500/1A-Special Class Protection ENCP SP2 Scnd 1 A-Acc. : PS- KNV 200V) | 6254 | 3003467 | 85381090
6253 | Finished Good | Protection Current Transformer | RECTANGULAR ENCAPSULATED CT ( WINDOW 155/50 ) | TAPE WOUND TERMINAL TYPE SP 2 (Window 155/50) | 139 | PSC 2005 -50V-155/50 (2000/5A- Special Class Protection ENCP SP2 Scnd 5 A-Acc. : PS- KNV 50V) | 6253 | 3003473 | 85381090
6252 | Finished Good | Protection Current Transformer | RECTANGULAR ENCAPSULATED CT ( WINDOW 155/50 ) | TAPE WOUND TERMINAL TYPE SP 2 (Window 155/50) | 139 | PSC 2001 -150V-155/50 (2000/1A-Special Class Protection ENCP SP2 Scnd 1 A-Acc. : PS- KNV 150V) | 6252 | 3003468 | 85381090
6251 | Finished Good | Protection Current Transformer | RECTANGULAR ENCAPSULATED CT ( WINDOW 105/37 ) | TAPE WOUND TERMINAL TYPE SP 1 (Window 105/37) | 138 | PSC 1605 -45V-105/37 (1600/5A- Special Class Protection ENCP SP1 Scnd 5 A-Acc. : PS- KNV 45V) | 6251 | 3003480 | 85381090
6250 | Finished Good | Protection Current Transformer | RECTANGULAR ENCAPSULATED CT ( WINDOW 155/50 ) | TAPE WOUND TERMINAL TYPE SP 2 (Window 155/50) | 139 | PSC 1605 -40V-155/50 (1600/5A- Special Class Protection ENCP SP2 Scnd 5 A-Acc. : PS- KNV 40V) | 6250 | 3003474 | 85381090
6249 | Finished Good | Protection Current Transformer | RECTANGULAR ENCAPSULATED CT ( WINDOW 105/37 ) | TAPE WOUND TERMINAL TYPE SP 1 (Window 105/37) | 138 | PSC 1601 -45V-105/37 (1600/1A- Special Class Protection ENCP SP1 Scnd 5 A-Acc. : PS- KNV 220V) | 6249 | 3003475 | 85381090
6248 | Finished Good | Protection Current Transformer | RECTANGULAR ENCAPSULATED CT ( WINDOW 155/50 ) | TAPE WOUND TERMINAL TYPE SP 2 (Window 155/50) | 139 | PSC 1601 -130V-155/50 (1600/1A-Special Class Protection ENCP SP2 Scnd 1 A-Acc. : PS- KNV 130V) | 6248 | 3003469 | 85381090
6247 | Finished Good | Protection Current Transformer | RECTANGULAR ENCAPSULATED CT ( WINDOW 105/37 ) | TAPE WOUND TERMINAL TYPE SP 1 (Window 105/37) | 138 | PSC 1255 -40V-105/37 (1250/5A- Special Class Protection ENCP SP1 Scnd 5 A-Acc. : PS- KNV 40V) | 6247 | 3003481 | 85381090
6246 | Finished Good | Protection Current Transformer | RECTANGULAR ENCAPSULATED CT ( WINDOW 105/37 ) | TAPE WOUND TERMINAL TYPE SP 1 (Window 105/37) | 138 | PSC 1251 -40V-105/37 (1250/1A- Special Class Protection ENCP SP1 Scnd 5 A-Acc. : PS- KNV 180V) | 6246 | 3003476 | 85381090
6245 | Finished Good | Protection Current Transformer | RECTANGULAR ENCAPSULATED CT ( WINDOW 105/37 ) | TAPE WOUND TERMINAL TYPE SP 1 (Window 105/37) | 138 | PSC 1205 -35V-105/37 (1200/5A- Special Class Protection ENCP SP1 Scnd 5 A-Acc. : PS- KNV 35V) | 6245 | 3003482 | 85381090
6244 | Finished Good | Protection Current Transformer | RECTANGULAR ENCAPSULATED CT ( WINDOW 105/37 ) | TAPE WOUND TERMINAL TYPE SP 1 (Window 105/37) | 138 | PSC 1201 -35V-105/37 (1200/1A- Special Class Protection ENCP SP1 Scnd 5 A-Acc. : PS- KNV 170V) | 6244 | 3003477 | 85381090
6243 | Finished Good | Protection Current Transformer | RECTANGULAR ENCAPSULATED CT ( WINDOW 105/37 ) | TAPE WOUND TERMINAL TYPE SP 1 (Window 105/37) | 138 | PSC 1005 -35V-105/37 (1000/5A- Special Class Protection ENCP SP1 Scnd 5 A-Acc. : PS- KNV 35V) | 6243 | 3003483 | 85381090
6242 | Finished Good | Protection Current Transformer | RECTANGULAR ENCAPSULATED CT ( WINDOW 105/37 ) | TAPE WOUND TERMINAL TYPE SP 1 (Window 105/37) | 138 | PSC 1001 -35V-105/37 (1000/1A- Special Class Protection ENCP SP1 Scnd 5 A-Acc. : PS- KNV 140V) | 6242 | 3003478 | 85381090
6241 | By Product | THERMOSET SCRAP | SMC SCRAP | PS-25 SCRAP | 256 | PS-25 US SCRAP (Powermat SMC SCRAP -20US RED) | 6241 | 2009049 | 85381090
6240 | Out Sourced / Processed Material | THERMOSET MATERIAL | SMC | PS-25 | 255 | PS-25 US (Powermat SMC-25US RED) | 6240 | 2001008 | 85381090
6239 | By Product | THERMOSET SCRAP | SMC SCRAP | PS-25 SCRAP | 256 | PS-25 RD SCRAP (Powermat SMC SCRAP -20RED) | 6239 | 2009051 | 85381090
6238 | Out Sourced / Processed Material | THERMOSET MATERIAL | SMC | PS-25 | 255 | PS-25 RD (Powermat SMC-25RED) | 6238 | 2001010 | 85381090
6237 | By Product | THERMOSET SCRAP | SMC SCRAP | PS-25 SCRAP | 256 | PS-25 IV SCRAP (Powermat SMC SCRAP -20IVORY) | 6237 | 2009050 | 85381090
6236 | Out Sourced / Processed Material | THERMOSET MATERIAL | SMC | PS-25 | 255 | PS-25 IV (Powermat SMC-25IVORY) | 6236 | 2001009 | 85381090
6235 | By Product | THERMOSET SCRAP | SMC SCRAP | PS-25 SCRAP | 256 | PS-25 GR SCRAP (Powermat SMC SCRAP -20GREY) | 6235 | 2009046 | 85381090
6234 | Out Sourced / Processed Material | THERMOSET MATERIAL | SMC | PS-25 | 255 | PS-25 GR (Powermat SMC-25GREY) | 6234 | 2001005 | 85381090
6233 | By Product | THERMOSET SCRAP | SMC SCRAP | PS-25 SCRAP | 256 | PS-25 BR SCRAP (Powermat SMC SCRAP -20BROWN) | 6233 | 2009047 | 85381090
6232 | Out Sourced / Processed Material | THERMOSET MATERIAL | SMC | PS-25 | 255 | PS-25 BR (Powermat SMC-25BROWN) | 6232 | 2001006 | 85381090
6231 | By Product | THERMOSET SCRAP | SMC SCRAP | PS-25 SCRAP | 256 | PS-25 BL SCRAP (Powermat SMC SCRAP -20BLACK) | 6231 | 2009048 | 85381090
6230 | Out Sourced / Processed Material | THERMOSET MATERIAL | SMC | PS-25 | 255 | PS-25 BL (Powermat SMC-25BLACK) | 6230 | 2001007 | 85381090
6229 | Finished Good | Protection Current Transformer | Ring Encapsulated CT ( Round ID-42mm ) | RESIN CAST TERMINAL TYPE PC 1 (Window 42) | 285 | PRT 405 -10D-42 (400/5A- Ring RS Type Prtcn CT PC1 Scnd 5 A- Class : 5P10- Burden 10VA) | 6229 | 3003391 | 85381090
6228 | Finished Good | Protection Current Transformer | Ring Encapsulated CT ( Round ID-42mm ) | RESIN CAST TERMINAL TYPE PC 1 (Window 42) | 285 | PRT 401 -10D-42 (400/1A- Ring RS Type Prtcn CT PC1 Scnd 1 A- Class : 5P10- Burden 10VA) | 6228 | 3003385 | 85381090
6227 | Finished Good | Protection Current Transformer | Ring Encapsulated CT ( Round ID-42mm ) | RESIN CAST TERMINAL TYPE PC 1 (Window 42) | 285 | PRT 305 -10D-42 (300/5A- Ring RS Type Prtcn CT PC1 Scnd 5 A- Class : 5P10- Burden 10VA) | 6227 | 3003392 | 85381090
6226 | Finished Good | Protection Current Transformer | Ring Encapsulated CT ( Round ID-42mm ) | RESIN CAST TERMINAL TYPE PC 1 (Window 42) | 285 | PRT 301 -10D-42 (300/1A- Ring RS Type Prtcn CT PC1 Scnd 1 A- Class : 5P10- Burden 10VA) | 6226 | 3003386 | 85381090
6225 | Finished Good | Protection Current Transformer | Ring Encapsulated CT ( Round ID-42mm ) | RESIN CAST TERMINAL TYPE PC 1 (Window 42) | 285 | PRT 255 -10D-42 (250/5A- Ring RS Type Prtcn CT PC1 Scnd 5 A- Class : 5P10- Burden 10VA) | 6225 | 3003393 | 85381090
6224 | Finished Good | Protection Current Transformer | Ring Encapsulated CT ( Round ID-42mm ) | RESIN CAST TERMINAL TYPE PC 1 (Window 42) | 285 | PRT 251 -10D-42 (250/1A- Ring RS Type Prtcn CT PC1 Scnd 1 A- Class : 5P10- Burden 10VA) | 6224 | 3003387 | 85381090
6223 | Finished Good | Protection Current Transformer | Ring Encapsulated CT ( Round ID-42mm ) | RESIN CAST TERMINAL TYPE PC 1 (Window 42) | 285 | PRT 205 -10D-42 (200/5A- Ring RS Type Prtcn CT PC1 Scnd 5 A- Class : 5P10- Burden 10VA) | 6223 | 3003394 | 85381090
6222 | Finished Good | Protection Current Transformer | Ring Encapsulated CT ( Round ID-42mm ) | RESIN CAST TERMINAL TYPE PC 1 (Window 42) | 285 | PRT 201 -10D-42 (200/1A- Ring RS Type Prtcn CT PC1 Scnd 1 A- Class : 5P10- Burden 10VA) | 6222 | 3003388 | 85381090
6221 | Finished Good | Protection Current Transformer | Ring Encapsulated CT ( Round ID-42mm ) | RESIN CAST TERMINAL TYPE PC 1 (Window 42) | 285 | PRT 155 -10D-42 (150/5A- Ring RS Type Prtcn CT PC1 Scnd 5 A- Class : 5P10- Burden 10VA) | 6221 | 3003395 | 85381090
6220 | Finished Good | Protection Current Transformer | Ring Encapsulated CT ( Round ID-42mm ) | RESIN CAST TERMINAL TYPE PC 1 (Window 42) | 285 | PRT 151 -10D-42 (150/1A- Ring RS Type Prtcn CT PC1 Scnd 1 A- Class : 5P10- Burden 10VA) | 6220 | 3003389 | 85381090
6219 | Finished Good | Protection Current Transformer | Ring Encapsulated CT ( Round ID-42mm ) | RESIN CAST TERMINAL TYPE PC 1 (Window 42) | 285 | PRT 105 -10D-42 (100/5A- Ring RS Type Prtcn CT PC1 Scnd 5 A- Class : 5P10- Burden 10VA) | 6219 | 3003396 | 85381090
6218 | Finished Good | Protection Current Transformer | Ring Encapsulated CT ( Round ID-42mm ) | RESIN CAST TERMINAL TYPE PC 1 (Window 42) | 285 | PRT 101 -10D-42 (100/1A- Ring RS Type Prtcn CT PC1 Scnd 1 A- Class : 5P10- Burden 10VA) | 6218 | 3003390 | 85381090
6217 | Finished Good | Protection Current Transformer | RECTANGULAR ENCAPSULATED CT ( WINDOW 105/37 ) | RESIN CAST TERMINAL TYPE PC 2 (Window 105/37) | 271 | PRS 805 -15D-105/37 (800/5A-RCTN RS Type Prtcn CT PC2 Scnd 5 A- Class : 5P10- Burden 15VA) | 6217 | 3003410 | 85381090
6216 | Finished Good | Protection Current Transformer | RECTANGULAR ENCAPSULATED CT ( WINDOW 105/37 ) | RESIN CAST TERMINAL TYPE PC 2 (Window 105/37) | 271 | PRS 801 -15D-105/37 (800/1A-RCTN RS Type Prtcn CT PC2 Scnd 1 A- Class : 5P10- Burden 15VA) | 6216 | 3003402 | 85381090
6215 | Finished Good | Protection Current Transformer | RECTANGULAR ENCAPSULATED CT ( WINDOW 105/37 ) | RESIN CAST TERMINAL TYPE PC 2 (Window 105/37) | 271 | PRS 605 -10D-105/37 (600/5A-RCTN RS Type Prtcn CT PC2 Scnd 5 A- Class : 5P10- Burden 10VA) | 6215 | 3003411 | 85381090
6214 | Finished Good | Protection Current Transformer | RECTANGULAR ENCAPSULATED CT ( WINDOW 105/37 ) | RESIN CAST TERMINAL TYPE PC 2 (Window 105/37) | 271 | PRS 601 -10D-105/37 (600/1A-RCTN RS Type Prtcn CT PC2 Scnd 1 A- Class : 5P10- Burden 10VA) | 6214 | 3003403 | 85381090
6213 | Finished Good | Protection Current Transformer | RECTANGULAR ENCAPSULATED CT ( WINDOW 105/37 ) | RESIN CAST TERMINAL TYPE PC 2 (Window 105/37) | 271 | PRS 505 -10D-105/37 (500/5A-RCTN RS Type Prtcn CT PC2 Scnd 5 A- Class : 5P10- Burden 10VA) | 6213 | 3003412 | 85381090
6212 | Finished Good | Protection Current Transformer | RECTANGULAR ENCAPSULATED CT ( WINDOW 105/37 ) | RESIN CAST TERMINAL TYPE PC 2 (Window 105/37) | 271 | PRS 501 -10D-105/37 (500/1A-RCTN RS Type Prtcn CT PC2 Scnd 1 A- Class : 5P10- Burden 10VA) | 6212 | 3003404 | 85381090
6211 | Finished Good | Protection Current Transformer | RECTANGULAR ENCAPSULATED CT ( WINDOW 170/90 ) | RESIN CAST TERMINAL TYPE PC 4 (Window 170/90) | 273 | PRS 5005-15D-170/90 (5000/5A-RCTN RS Type Prtcn CT PC4 Scnd 5 A- Class : 5P10- Burden 15VA) | 6211 | 3003432 | 85381090
6210 | Finished Good | Protection Current Transformer | RECTANGULAR ENCAPSULATED CT ( WINDOW 170/90 ) | RESIN CAST TERMINAL TYPE PC 4 (Window 170/90) | 273 | PRS 5001-15D-170/90 (5000/1A-RCTN RS Type Prtcn CT PC4 Scnd 1 A- Class : 5P10- Burden 15VA) | 6210 | 3003427 | 85381090
6209 | Finished Good | Protection Current Transformer | RECTANGULAR ENCAPSULATED CT ( WINDOW 170/90 ) | RESIN CAST TERMINAL TYPE PC 4 (Window 170/90) | 273 | PRS 4005-15D-170/90 (4000/5A-RCTN RS Type Prtcn CT PC4 Scnd 5 A- Class : 5P10- Burden 15VA) | 6209 | 3003433 | 85381090
6208 | Finished Good | Protection Current Transformer | RECTANGULAR ENCAPSULATED CT ( WINDOW 155/50 ) | RESIN CAST TERMINAL TYPE PC 3 (Window 155/50) | 272 | PRS 4005 -15D-155/50 (4000/5A-RCTN RS Type Prtcn CT PC3 Scnd 5 A- Class : 5P10- Burden 15VA) | 6208 | 3003420 | 85381090
6207 | Finished Good | Protection Current Transformer | RECTANGULAR ENCAPSULATED CT ( WINDOW 170/90 ) | RESIN CAST TERMINAL TYPE PC 4 (Window 170/90) | 273 | PRS 4001-15D-170/90 (4000/1A-RCTN RS Type Prtcn CT PC4 Scnd 1 A- Class : 5P10- Burden 15VA) | 6207 | 3003428 | 85381090
6206 | Finished Good | Protection Current Transformer | RECTANGULAR ENCAPSULATED CT ( WINDOW 155/50 ) | RESIN CAST TERMINAL TYPE PC 3 (Window 155/50) | 272 | PRS 4001 -15D-155/50 (4000/1A-RCTN RS Type Prtcn CT PC3 Scnd 1 A- Class : 5P10- Burden 15VA) | 6206 | 3003413 | 85381090
6205 | Finished Good | Protection Current Transformer | RECTANGULAR ENCAPSULATED CT ( WINDOW 155/50 ) | RESIN CAST TERMINAL TYPE PC 3 (Window 155/50) | 272 | PRS 3205 -15D-155/50 (3200/5A-RCTN RS Type Prtcn CT PC3 Scnd 5 A- Class : 5P10- Burden 15VA) | 6205 | 3003421 | 85381090
6204 | Finished Good | Protection Current Transformer | RECTANGULAR ENCAPSULATED CT ( WINDOW 170/90 ) | RESIN CAST TERMINAL TYPE PC 4 (Window 170/90) | 273 | PRS 3201-15D-170/90 (3200/1A-RCTN RS Type Prtcn CT PC4 Scnd 1 A- Class : 5P10- Burden 15VA) | 6204 | 3003429 | 85381090
6203 | Finished Good | Protection Current Transformer | RECTANGULAR ENCAPSULATED CT ( WINDOW 155/50 ) | RESIN CAST TERMINAL TYPE PC 3 (Window 155/50) | 272 | PRS 3201 -15D-155/50 (3200/1A-RCTN RS Type Prtcn CT PC3 Scnd 1 A- Class : 5P10- Burden 15VA) | 6203 | 3003414 | 85381090
6202 | Finished Good | Protection Current Transformer | RECTANGULAR ENCAPSULATED CT ( WINDOW 170/90 ) | RESIN CAST TERMINAL TYPE PC 4 (Window 170/90) | 273 | PRS 32005-15D-170/90 (3200/5A-RCTN RS Type Prtcn CT PC4 Scnd 5 A- Class : 5P10- Burden 15VA) | 6202 | 3003434 | 85381090
6201 | Finished Good | Protection Current Transformer | RECTANGULAR ENCAPSULATED CT ( WINDOW 170/90 ) | RESIN CAST TERMINAL TYPE PC 4 (Window 170/90) | 273 | PRS 3005-15D-170/90 (3000/5A-RCTN RS Type Prtcn CT PC4 Scnd 5 A- Class : 5P10- Burden 15VA) | 6201 | 3003435 | 85381090
6200 | Finished Good | Protection Current Transformer | RECTANGULAR ENCAPSULATED CT ( WINDOW 155/50 ) | RESIN CAST TERMINAL TYPE PC 3 (Window 155/50) | 272 | PRS 3005 -15D-155/50 (3000/5A-RCTN RS Type Prtcn CT PC3 Scnd 5 A- Class : 5P10- Burden 15VA) | 6200 | 3003422 | 85381090
6199 | Finished Good | Protection Current Transformer | RECTANGULAR ENCAPSULATED CT ( WINDOW 170/90 ) | RESIN CAST TERMINAL TYPE PC 4 (Window 170/90) | 273 | PRS 3001-15D-170/90 (3000/1A-RCTN RS Type Prtcn CT PC4 Scnd 1 A- Class : 5P10- Burden 15VA) | 6199 | 3003430 | 85381090
6198 | Finished Good | Protection Current Transformer | RECTANGULAR ENCAPSULATED CT ( WINDOW 155/50 ) | RESIN CAST TERMINAL TYPE PC 3 (Window 155/50) | 272 | PRS 3001 -15D-155/50 (3000/1A-RCTN RS Type Prtcn CT PC3 Scnd 1 A- Class : 5P10- Burden 15VA) | 6198 | 3003415 | 85381090
6197 | Finished Good | Protection Current Transformer | RECTANGULAR ENCAPSULATED CT ( WINDOW 170/90 ) | RESIN CAST TERMINAL TYPE PC 4 (Window 170/90) | 273 | PRS 2505-15D-170/90 (2500/5A-RCTN RS Type Prtcn CT PC4 Scnd 5 A- Class : 5P10- Burden 15VA) | 6197 | 3003436 | 85381090
6196 | Finished Good | Protection Current Transformer | RECTANGULAR ENCAPSULATED CT ( WINDOW 155/50 ) | RESIN CAST TERMINAL TYPE PC 3 (Window 155/50) | 272 | PRS 2505 -15D-155/50 (2500/5A-RCTN RS Type Prtcn CT PC3 Scnd 5 A- Class : 5P10- Burden 15VA) | 6196 | 3003423 | 85381090
6195 | Finished Good | Protection Current Transformer | RECTANGULAR ENCAPSULATED CT ( WINDOW 170/90 ) | RESIN CAST TERMINAL TYPE PC 4 (Window 170/90) | 273 | PRS 2501-15D-170/90 (2500/1A-RCTN RS Type Prtcn CT PC4 Scnd 1 A- Class : 5P10- Burden 15VA) | 6195 | 3003431 | 85381090
6194 | Finished Good | Protection Current Transformer | RECTANGULAR ENCAPSULATED CT ( WINDOW 155/50 ) | RESIN CAST TERMINAL TYPE PC 3 (Window 155/50) | 272 | PRS 2501 -15D-155/50 (2500/1A-RCTN RS Type Prtcn CT PC3 Scnd 1 A- Class : 5P10- Burden 15VA) | 6194 | 3003416 | 85381090
6193 | Finished Good | Protection Current Transformer | RECTANGULAR ENCAPSULATED CT ( WINDOW 155/50 ) | RESIN CAST TERMINAL TYPE PC 3 (Window 155/50) | 272 | PRS 2005 -15D-155/50 (2000/5A-RCTN RS Type Prtcn CT PC3 Scnd 5 A- Class : 5P10- Burden 15VA) | 6193 | 3003424 | 85381090
6192 | Finished Good | Protection Current Transformer | RECTANGULAR ENCAPSULATED CT ( WINDOW 155/50 ) | RESIN CAST TERMINAL TYPE PC 3 (Window 155/50) | 272 | PRS 2001 -15D-155/50 (2000/1A-RCTN RS Type Prtcn CT PC3 Scnd 1 A- Class : 5P10- Burden 15VA) | 6192 | 3003417 | 85381090
6191 | Finished Good | Protection Current Transformer | RECTANGULAR ENCAPSULATED CT ( WINDOW 155/50 ) | RESIN CAST TERMINAL TYPE PC 3 (Window 155/50) | 272 | PRS 1605 -15D-155/50 (1600/5A-RCTN RS Type Prtcn CT PC3 Scnd 5 A- Class : 5P10- Burden 15VA) | 6191 | 3003425 | 85381090
6190 | Finished Good | Protection Current Transformer | RECTANGULAR ENCAPSULATED CT ( WINDOW 105/37 ) | RESIN CAST TERMINAL TYPE PC 2 (Window 105/37) | 271 | PRS 1605 -15D-105/37 (1600/5A-RCTN RS Type Prtcn CT PC2 Scnd 5 A- Class : 5P10- Burden 15VA) | 6190 | 3003405 | 85381090
6189 | Finished Good | Protection Current Transformer | RECTANGULAR ENCAPSULATED CT ( WINDOW 155/50 ) | RESIN CAST TERMINAL TYPE PC 3 (Window 155/50) | 272 | PRS 1601 -15D-155/50 (1600/1A-RCTN RS Type Prtcn CT PC3 Scnd 1 A- Class : 5P10- Burden 15VA) | 6189 | 3003418 | 85381090
6188 | Finished Good | Protection Current Transformer | RECTANGULAR ENCAPSULATED CT ( WINDOW 105/37 ) | RESIN CAST TERMINAL TYPE PC 2 (Window 105/37) | 271 | PRS 1601 -15D-105/37 (1600/1A-RCTN RS Type Prtcn CT PC2 Scnd 1 A- Class : 5P10- Burden 15VA) | 6188 | 3003397 | 85381090
6187 | Finished Good | Protection Current Transformer | RECTANGULAR ENCAPSULATED CT ( WINDOW 155/50 ) | RESIN CAST TERMINAL TYPE PC 3 (Window 155/50) | 272 | PRS 1505 -15D-155/50 (1500/5A-RCTN RS Type Prtcn CT PC3 Scnd 5 A- Class : 5P10- Burden 15VA) | 6187 | 3003426 | 85381090
6186 | Finished Good | Protection Current Transformer | RECTANGULAR ENCAPSULATED CT ( WINDOW 105/37 ) | RESIN CAST TERMINAL TYPE PC 2 (Window 105/37) | 271 | PRS 1505 -15D-105/37 (1500/5A-RCTN RS Type Prtcn CT PC2 Scnd 5 A- Class : 5P10- Burden 15VA) | 6186 | 3003406 | 85381090
6185 | Finished Good | Protection Current Transformer | RECTANGULAR ENCAPSULATED CT ( WINDOW 155/50 ) | RESIN CAST TERMINAL TYPE PC 3 (Window 155/50) | 272 | PRS 1501 -15D-155/50 (1500/1A-RCTN RS Type Prtcn CT PC3 Scnd 1 A- Class : 5P10- Burden 15VA) | 6185 | 3003419 | 85381090
6184 | Finished Good | Protection Current Transformer | RECTANGULAR ENCAPSULATED CT ( WINDOW 105/37 ) | RESIN CAST TERMINAL TYPE PC 2 (Window 105/37) | 271 | PRS 1501 -15D-105/37 (1500/1A-RCTN RS Type Prtcn CT PC2 Scnd 1 A- Class : 5P10- Burden 15VA) | 6184 | 3003398 | 85381090
6183 | Finished Good | Protection Current Transformer | RECTANGULAR ENCAPSULATED CT ( WINDOW 105/37 ) | RESIN CAST TERMINAL TYPE PC 2 (Window 105/37) | 271 | PRS 1255 -15D-105/37 (1250/5A-RCTN RS Type Prtcn CT PC2 Scnd 5 A- Class : 5P10- Burden 15VA) | 6183 | 3003407 | 85381090
6182 | Finished Good | Protection Current Transformer | RECTANGULAR ENCAPSULATED CT ( WINDOW 105/37 ) | RESIN CAST TERMINAL TYPE PC 2 (Window 105/37) | 271 | PRS 1251 -15D-105/37 (1250/1A-RCTN RS Type Prtcn CT PC2 Scnd 1 A- Class : 5P10- Burden 15VA) | 6182 | 3003399 | 85381090
6181 | Finished Good | Protection Current Transformer | RECTANGULAR ENCAPSULATED CT ( WINDOW 105/37 ) | RESIN CAST TERMINAL TYPE PC 2 (Window 105/37) | 271 | PRS 1205 -15D-105/37 (1200/5A-RCTN RS Type Prtcn CT PC2 Scnd 5 A- Class : 5P10- Burden 15VA) | 6181 | 3003408 | 85381090
6180 | Finished Good | Protection Current Transformer | RECTANGULAR ENCAPSULATED CT ( WINDOW 105/37 ) | RESIN CAST TERMINAL TYPE PC 2 (Window 105/37) | 271 | PRS 1201 -15D-105/37 (1200/1A-RCTN RS Type Prtcn CT PC2 Scnd 1 A- Class : 5P10- Burden 15VA) | 6180 | 3003400 | 85381090
6179 | Finished Good | Protection Current Transformer | RECTANGULAR ENCAPSULATED CT ( WINDOW 105/37 ) | RESIN CAST TERMINAL TYPE PC 2 (Window 105/37) | 271 | PRS 1005 -15D-105/37 (1000/5A-RCTN RS Type Prtcn CT PC2 Scnd 5 A- Class : 5P10- Burden 15VA) | 6179 | 3003409 | 85381090
6178 | Finished Good | Protection Current Transformer | RECTANGULAR ENCAPSULATED CT ( WINDOW 105/37 ) | RESIN CAST TERMINAL TYPE PC 2 (Window 105/37) | 271 | PRS 1001 -15D-105/37 (1000/1A-RCTN RS Type Prtcn CT PC2 Scnd 1 A- Class : 5P10- Burden 15VA) | 6178 | 3003401 | 85381090
6177 | Finished Good | Pultruded Products | Standard & Fabricated Pultruted Products | FRP Solid Rod Series | 158 | PROD 025 (Pultruted Solid Rod D- 25mm) | 6177 | 3004728 | 85381090
6176 | Finished Good | Pultruded Products | Standard & Fabricated Pultruted Products | FRP Solid Rod Series | 158 | PROD 020 (Pultruted Solid Rod D- 20mm) | 6176 | 3004729 | 85381090
6175 | Finished Good | Pultruded Products | Standard & Fabricated Pultruted Products | FRP Solid Rod Series | 158 | PROD 019 (Pultruted Solid Rod D- 19mm) | 6175 | 3004730 | 85381090
6174 | Finished Good | Pultruded Products | Standard & Fabricated Pultruted Products | FRP Solid Rod Series | 158 | PROD 016 (Pultruted Solid Rod D- 16mm) | 6174 | 3004731 | 85381090
6173 | Finished Good | Pultruded Products | Standard & Fabricated Pultruted Products | FRP Solid Rod Series | 158 | PROD 013 (Pultruted Solid Rod D- 13mm) | 6173 | 3004732 | 85381090
6172 | Finished Good | Pultruded Products | Standard & Fabricated Pultruted Products | FRP Solid Rod Series | 158 | PROD 012 (Pultruted Solid Rod D- 12mm) | 6172 | 3004733 | 85381090
6171 | Finished Good | Pultruded Products | Standard & Fabricated Pultruted Products | FRP Solid Rod Series | 158 | PROD 010 (Pultruted Solid Rod D- 10mm) | 6171 | 3004734 | 85381090
6170 | Finished Good | Pultruded Products | Standard & Fabricated Pultruted Products | FRP Solid Rod Series | 158 | PROD 006 (Pultruted Solid Rod D- 6mm) | 6170 | 3004735 | 85381090
6169 | Finished Good | Custom Thermoplastic Product | Oil & Gas | perf-gun | 248 | PRESSURE BULKHEAD (PRESSUREBULK) | 6169 | 3003875 | 85381090
6168 | Finished Good | Panel Accessories | Non Illuminated Actuators | Push Button Projecting Type | 258 | PPFT01Y (Projecting Type Push Button Yellow Color ) | 6168 | 3004375 | 85381090
6167 | Finished Good | Panel Accessories | Non Illuminated Actuators | Push Button Projecting Type | 258 | PPFT01W (Projecting Type Push Button White Color ) | 6167 | 3004373 | 85381090
6166 | Finished Good | Panel Accessories | Non Illuminated Actuators | Push Button Projecting Type | 258 | PPFT01R (Projecting Type Push Button Red Color ) | 6166 | 3004378 | 85381090
6165 | Finished Good | Panel Accessories | Non Illuminated Actuators | Push Button Projecting Type | 258 | PPFT01K (Projecting Type Push Button Black Color ) | 6165 | 3004374 | 85381090
6164 | Finished Good | Panel Accessories | Non Illuminated Actuators | Push Button Projecting Type | 258 | PPFT01G (Projecting Type Push Button Green Color ) | 6164 | 3004376 | 85381090
6163 | Finished Good | Panel Accessories | Non Illuminated Actuators | Push Button Projecting Type | 258 | PPFT01B (Projecting Type Push Button Blue Color ) | 6163 | 3004377 | 85381090
6162 | Raw Material | THERMOSET MATERIAL | Consumable | Consumable | 107 | POLYTHENE (POLYTHENE) | 6162 | 1001093 | 85381090
6161 | By Product | Thermoplastic SCRAP | Injection molding scrap | Engineered Plastic | 154 | POLYPROPLYNE SCRAP (POLYPROPLYNE) | 6161 | 2009017 | 85381090
6160 | Raw Material | Thermoplastic RM | Injection molding RM | Engineered Plastic | 153 | POLYPROPLYNE (POLYPROPLYNE) | 6160 | 1001027 | 85381090
6159 | By Product | Thermoplastic SCRAP | Injection molding scrap | POLYCARBONATE | 253 | POLYCARBONATE SCRAP (POLYCARBONATE) | 6159 | 2009018 | 85381090
6158 | Raw Material | Thermoplastic RM | Injection molding RM | POLYCARBONATE | 252 | POLYCARBONATE (POLYCARBONATE) | 6158 | 1001028 | 85381090
6157 | Finished Good | Panel Accessories | Non Illuminated Actuators | Emergency Switch Momentry Type | 125 | PMT01R (Mushroom Emergency Switch- Dia : 40mm- Momentry Type ) | 6157 | 3004372 | 85381090
6156 | By Product | Thermoplastic SCRAP | Injection molding scrap | Engineered Plastic | 154 | PMMA SCRAP (PMMA) | 6156 | 2009019 | 85381090
6155 | Raw Material | Thermoplastic RM | Injection molding RM | Engineered Plastic | 153 | PMMA (PMMA) | 6155 | 1001029 | 85381090
6154 | Finished Good | Panel Accessories | Non Illuminated Actuators | Emergency Switch Latching Type | 124 | PML01R (Mushroom Emergency Switch- Dia : 40mm - Latching Type ) | 6154 | 3004371 | 85381090
6153 | Finished Good | Metal Spacer | Male Female Type ( PMFP SERIES ) | 10mm HEX- M6 Series | 3 | PMFP/M6/AF10/L80 (Male-Female 10mm Hex M6 Length 80mm) | 6153 | 3004257 | 85381090
6152 | Finished Good | Metal Spacer | Male Female Type ( PMFP SERIES ) | 10mm HEX- M6 Series | 3 | PMFP/M6/AF10/L70 (Male-Female 10mm Hex M6 Length 70mm) | 6152 | 3004258 | 85381090
6151 | Finished Good | Metal Spacer | Male Female Type ( PMFP SERIES ) | 10mm HEX- M6 Series | 3 | PMFP/M6/AF10/L60 (Male-Female 10mm Hex M6 Length 60mm) | 6151 | 3004259 | 85381090
6150 | Finished Good | Metal Spacer | Male Female Type ( PMFP SERIES ) | 10mm HEX- M6 Series | 3 | PMFP/M6/AF10/L55 (Male-Female 10mm Hex M6 Length 510mm ) | 6150 | 3004260 | 85381090
6149 | Finished Good | Metal Spacer | Male Female Type ( PMFP SERIES ) | 10mm HEX- M6 Series | 3 | PMFP/M6/AF10/L50 (Male-Female 10mm Hex M6 Length 50mm) | 6149 | 3004261 | 85381090
6148 | Finished Good | Metal Spacer | Male Female Type ( PMFP SERIES ) | 10mm HEX- M6 Series | 3 | PMFP/M6/AF10/L45 (Male-Female 10mm Hex M6 Length 410mm ) | 6148 | 3004262 | 85381090
6147 | Finished Good | Metal Spacer | Male Female Type ( PMFP SERIES ) | 10mm HEX- M6 Series | 3 | PMFP/M6/AF10/L40 (Male-Female 10mm Hex M6 Length 40mm) | 6147 | 3004263 | 85381090
6146 | Finished Good | Metal Spacer | Male Female Type ( PMFP SERIES ) | 10mm HEX- M6 Series | 3 | PMFP/M6/AF10/L35 (Male-Female 10mm Hex M6 Length 310mm ) | 6146 | 3004264 | 85381090
6145 | Finished Good | Metal Spacer | Male Female Type ( PMFP SERIES ) | 10mm HEX- M6 Series | 3 | PMFP/M6/AF10/L30 (Male-Female 10mm Hex M6 Length 30mm) | 6145 | 3004265 | 85381090
6144 | Finished Good | Metal Spacer | Male Female Type ( PMFP SERIES ) | 10mm HEX- M6 Series | 3 | PMFP/M6/AF10/L25 (Male-Female 10mm Hex M6 Length 210mm ) | 6144 | 3004266 | 85381090
6143 | Finished Good | Metal Spacer | Male Female Type ( PMFP SERIES ) | 10mm HEX- M6 Series | 3 | PMFP/M6/AF10/L20 (Male-Female 10mm Hex M6 Length 20mm) | 6143 | 3004267 | 85381090
6142 | Finished Good | Metal Spacer | Male Female Type ( PMFP SERIES ) | 10mm HEX- M6 Series | 3 | PMFP/M6/AF10/L18 (Male-Female 10mm Hex M6 Length 110mm) | 6142 | 3004268 | 85381090
6141 | Finished Good | Metal Spacer | Male Female Type ( PMFP SERIES ) | 10mm HEX- M6 Series | 3 | PMFP/M6/AF10/L15 (Male-Female 10mm Hex M6 Length 110mm ) | 6141 | 3004269 | 85381090
6140 | Finished Good | Metal Spacer | Male Female Type ( PMFP SERIES ) | 10mm HEX- M6 Series | 3 | PMFP/M6/AF10/L12 (Male-Female 10mm Hex M6 Length 12mm) | 6140 | 3004270 | 85381090
6139 | Finished Good | Metal Spacer | Male Female Type ( PMFP SERIES ) | 10mm HEX- M6 Series | 3 | PMFP/M6/AF10/L100 (Male-Female 10mm Hex M6 Length 100mm) | 6139 | 3004256 | 85381090
6138 | Finished Good | Metal Spacer | Male Female Type ( PMFP SERIES ) | 10mm HEX- M6 Series | 3 | PMFP/M6/AF10/L10 (Male-Female 10mm Hex M6 Length 10mm) | 6138 | 3004271 | 85381090
6137 | Finished Good | Metal Spacer | Male Female Type ( PMFP SERIES ) | 8mm HEX- M5 Series | 69 | PMFP/M5/AF8/L80 (Male-Female 8mm Hex M5 Length 80mm) | 6137 | 3004272 | 85381090
6136 | Finished Good | Metal Spacer | Male Female Type ( PMFP SERIES ) | 8mm HEX- M5 Series | 69 | PMFP/M5/AF8/L70 (Male-Female 8mm Hex M5 Length 70mm) | 6136 | 3004273 | 85381090
6135 | Finished Good | Metal Spacer | Male Female Type ( PMFP SERIES ) | 8mm HEX- M5 Series | 69 | PMFP/M5/AF8/L60 (Male-Female 8mm Hex M5 Length 60mm) | 6135 | 3004274 | 85381090
6134 | Finished Good | Metal Spacer | Male Female Type ( PMFP SERIES ) | 8mm HEX- M5 Series | 69 | PMFP/M5/AF8/L55 (Male-Female 8mm Hex M5 Length 58mm ) | 6134 | 3004275 | 85381090
6133 | Finished Good | Metal Spacer | Male Female Type ( PMFP SERIES ) | 8mm HEX- M5 Series | 69 | PMFP/M5/AF8/L50 (Male-Female 8mm Hex M5 Length 50mm) | 6133 | 3004276 | 85381090
6132 | Finished Good | Metal Spacer | Male Female Type ( PMFP SERIES ) | 8mm HEX- M5 Series | 69 | PMFP/M5/AF8/L45 (Male-Female 8mm Hex M5 Length 48mm ) | 6132 | 3004277 | 85381090
6131 | Finished Good | Metal Spacer | Male Female Type ( PMFP SERIES ) | 8mm HEX- M5 Series | 69 | PMFP/M5/AF8/L40 (Male-Female 8mm Hex M5 Length 40mm) | 6131 | 3004278 | 85381090
6130 | Finished Good | Metal Spacer | Male Female Type ( PMFP SERIES ) | 8mm HEX- M5 Series | 69 | PMFP/M5/AF8/L35 (Male-Female 8mm Hex M5 Length 38mm ) | 6130 | 3004279 | 85381090
6129 | Finished Good | Metal Spacer | Male Female Type ( PMFP SERIES ) | 8mm HEX- M5 Series | 69 | PMFP/M5/AF8/L30 (Male-Female 8mm Hex M5 Length 30mm) | 6129 | 3004280 | 85381090
6128 | Finished Good | Metal Spacer | Male Female Type ( PMFP SERIES ) | 8mm HEX- M5 Series | 69 | PMFP/M5/AF8/L25 (Male-Female 8mm Hex M5 Length 28mm ) | 6128 | 3004281 | 85381090
6127 | Finished Good | Metal Spacer | Male Female Type ( PMFP SERIES ) | 8mm HEX- M5 Series | 69 | PMFP/M5/AF8/L20 (Male-Female 8mm Hex M5 Length 20mm) | 6127 | 3004282 | 85381090
6126 | Finished Good | Metal Spacer | Male Female Type ( PMFP SERIES ) | 8mm HEX- M5 Series | 69 | PMFP/M5/AF8/L18 (Male-Female 8mm Hex M5 Length 18mm) | 6126 | 3004283 | 85381090
6125 | Finished Good | Metal Spacer | Male Female Type ( PMFP SERIES ) | 8mm HEX- M5 Series | 69 | PMFP/M5/AF8/L15 (Male-Female 8mm Hex M5 Length 18mm ) | 6125 | 3004284 | 85381090
6124 | Finished Good | Metal Spacer | Male Female Type ( PMFP SERIES ) | 8mm HEX- M5 Series | 69 | PMFP/M5/AF8/L12 (Male-Female 8mm Hex M5 Length 12mm) | 6124 | 3004285 | 85381090
6123 | Finished Good | Metal Spacer | Male Female Type ( PMFP SERIES ) | 8mm HEX- M5 Series | 69 | PMFP/M5/AF8/L10 (Male-Female 8mm Hex M5 Length 10mm) | 6123 | 3004286 | 85381090
6122 | Finished Good | Metal Spacer | Male Female Type ( PMFP SERIES ) | 7mm HEX- M4 Series | 67 | PMFP/M4/AF7/L60 (Male-Female 7mm Hex M4 Length 60mm) | 6122 | 3004287 | 85381090
6121 | Finished Good | Metal Spacer | Male Female Type ( PMFP SERIES ) | 7mm HEX- M4 Series | 67 | PMFP/M4/AF7/L55 (Male-Female 7mm Hex M4 Length 57mm ) | 6121 | 3004288 | 85381090
6120 | Finished Good | Metal Spacer | Male Female Type ( PMFP SERIES ) | 7mm HEX- M4 Series | 67 | PMFP/M4/AF7/L50 (Male-Female 7mm Hex M4 Length 50mm) | 6120 | 3004289 | 85381090
6119 | Finished Good | Metal Spacer | Male Female Type ( PMFP SERIES ) | 7mm HEX- M4 Series | 67 | PMFP/M4/AF7/L45 (Male-Female 7mm Hex M4 Length 47mm ) | 6119 | 3004290 | 85381090
6118 | Finished Good | Metal Spacer | Male Female Type ( PMFP SERIES ) | 7mm HEX- M4 Series | 67 | PMFP/M4/AF7/L40 (Male-Female 7mm Hex M4 Length 40mm) | 6118 | 3004291 | 85381090
6117 | Finished Good | Metal Spacer | Male Female Type ( PMFP SERIES ) | 7mm HEX- M4 Series | 67 | PMFP/M4/AF7/L35 (Male-Female 7mm Hex M4 Length 37mm ) | 6117 | 3004292 | 85381090
6116 | Finished Good | Metal Spacer | Male Female Type ( PMFP SERIES ) | 7mm HEX- M4 Series | 67 | PMFP/M4/AF7/L30 (Male-Female 7mm Hex M4 Length 30mm) | 6116 | 3004293 | 85381090
6115 | Finished Good | Metal Spacer | Male Female Type ( PMFP SERIES ) | 7mm HEX- M4 Series | 67 | PMFP/M4/AF7/L25 (Male-Female 7mm Hex M4 Length 27mm ) | 6115 | 3004294 | 85381090
6114 | Finished Good | Metal Spacer | Male Female Type ( PMFP SERIES ) | 7mm HEX- M4 Series | 67 | PMFP/M4/AF7/L20 (Male-Female 7mm Hex M4 Length 20mm) | 6114 | 3004295 | 85381090
6113 | Finished Good | Metal Spacer | Male Female Type ( PMFP SERIES ) | 7mm HEX- M4 Series | 67 | PMFP/M4/AF7/L18 (Male-Female 7mm Hex M4 Length 18mm) | 6113 | 3004296 | 85381090
6112 | Finished Good | Metal Spacer | Male Female Type ( PMFP SERIES ) | 7mm HEX- M4 Series | 67 | PMFP/M4/AF7/L15 (Male-Female 7mm Hex M4 Length 17mm ) | 6112 | 3004297 | 85381090
6111 | Finished Good | Metal Spacer | Male Female Type ( PMFP SERIES ) | 7mm HEX- M4 Series | 67 | PMFP/M4/AF7/L12 (Male-Female 7mm Hex M4 Length 12mm) | 6111 | 3004298 | 85381090
6110 | Finished Good | Metal Spacer | Male Female Type ( PMFP SERIES ) | 7mm HEX- M4 Series | 67 | PMFP/M4/AF7/L10 (Male-Female 7mm Hex M4 Length 10mm) | 6110 | 3004299 | 85381090
6109 | Finished Good | Metal Spacer | Male Female Type ( PMFP SERIES ) | 5mm HEX- M3 Series | 58 | PMFP/M3/AF5/L60 (Male-Female 5mm Hex M3 Length 60mm) | 6109 | 3004300 | 85381090
6108 | Finished Good | Metal Spacer | Male Female Type ( PMFP SERIES ) | 5mm HEX- M3 Series | 58 | PMFP/M3/AF5/L55 (Male-Female 5mm Hex M3 Length 55mm) | 6108 | 3004301 | 85381090
6107 | Finished Good | Metal Spacer | Male Female Type ( PMFP SERIES ) | 5mm HEX- M3 Series | 58 | PMFP/M3/AF5/L50 (Male-Female 5mm Hex M3 Length 50mm) | 6107 | 3004302 | 85381090
6106 | Finished Good | Metal Spacer | Male Female Type ( PMFP SERIES ) | 5mm HEX- M3 Series | 58 | PMFP/M3/AF5/L45 (Male-Female 5mm Hex M3 Length 45mm) | 6106 | 3004303 | 85381090
6105 | Finished Good | Metal Spacer | Male Female Type ( PMFP SERIES ) | 5mm HEX- M3 Series | 58 | PMFP/M3/AF5/L40 (Male-Female 5mm Hex M3 Length 40mm) | 6105 | 3004304 | 85381090
6104 | Finished Good | Metal Spacer | Male Female Type ( PMFP SERIES ) | 5mm HEX- M3 Series | 58 | PMFP/M3/AF5/L35 (Male-Female 5mm Hex M3 Length 35mm) | 6104 | 3004305 | 85381090
6103 | Finished Good | Metal Spacer | Male Female Type ( PMFP SERIES ) | 5mm HEX- M3 Series | 58 | PMFP/M3/AF5/L30 (Male-Female 5mm Hex M3 Length 30mm) | 6103 | 3004306 | 85381090
6102 | Finished Good | Metal Spacer | Male Female Type ( PMFP SERIES ) | 5mm HEX- M3 Series | 58 | PMFP/M3/AF5/L25 (Male-Female 5mm Hex M3 Length 25mm) | 6102 | 3004307 | 85381090
6101 | Finished Good | Metal Spacer | Male Female Type ( PMFP SERIES ) | 5mm HEX- M3 Series | 58 | PMFP/M3/AF5/L20 (Male-Female 5mm Hex M3 Length 20mm) | 6101 | 3004308 | 85381090
6100 | Finished Good | Metal Spacer | Male Female Type ( PMFP SERIES ) | 5mm HEX- M3 Series | 58 | PMFP/M3/AF5/L18 (Male-Female 5mm Hex M3 Length 18mm) | 6100 | 3004309 | 85381090
6099 | Finished Good | Metal Spacer | Male Female Type ( PMFP SERIES ) | 5mm HEX- M3 Series | 58 | PMFP/M3/AF5/L15 (Male-Female 5mm Hex M3 Length 15mm) | 6099 | 3004310 | 85381090
6098 | Finished Good | Metal Spacer | Male Female Type ( PMFP SERIES ) | 5mm HEX- M3 Series | 58 | PMFP/M3/AF5/L12 (Male-Female 5mm Hex M3 Length 12mm) | 6098 | 3004311 | 85381090
6097 | Finished Good | Metal Spacer | Male Female Type ( PMFP SERIES ) | 5mm HEX- M3 Series | 58 | PMFP/M3/AF5/L10 (Male-Female 5mm Hex M3 Length 10mm) | 6097 | 3004312 | 85381090
6096 | Finished Good | Metal Spacer | Male Female Type ( PMFP SERIES ) | 5mm HEX- M2.5 Series | 57 | PMFP/M2.5/AF5/L40 (Male-Female 5mm Hex M2.5 Length 40mm) | 6096 | 3004313 | 85381090
6095 | Finished Good | Metal Spacer | Male Female Type ( PMFP SERIES ) | 5mm HEX- M2.5 Series | 57 | PMFP/M2.5/AF5/L35 (Male-Female 5mm Hex M2.5 Length 35mm) | 6095 | 3004314 | 85381090
6094 | Finished Good | Metal Spacer | Male Female Type ( PMFP SERIES ) | 5mm HEX- M2.5 Series | 57 | PMFP/M2.5/AF5/L30 (Male-Female 5mm Hex M2.5 Length 30mm) | 6094 | 3004315 | 85381090
6093 | Finished Good | Metal Spacer | Male Female Type ( PMFP SERIES ) | 5mm HEX- M2.5 Series | 57 | PMFP/M2.5/AF5/L25 (Male-Female 5mm Hex M2.5 Length 25mm) | 6093 | 3004316 | 85381090
6092 | Finished Good | Metal Spacer | Male Female Type ( PMFP SERIES ) | 5mm HEX- M2.5 Series | 57 | PMFP/M2.5/AF5/L20 (Male-Female 5mm Hex M2.5 Length 20mm) | 6092 | 3004317 | 85381090
6091 | Finished Good | Metal Spacer | Male Female Type ( PMFP SERIES ) | 5mm HEX- M2.5 Series | 57 | PMFP/M2.5/AF5/L18 (Male-Female 5mm Hex M2.5 Length 18mm) | 6091 | 3004318 | 85381090
6090 | Finished Good | Metal Spacer | Male Female Type ( PMFP SERIES ) | 5mm HEX- M2.5 Series | 57 | PMFP/M2.5/AF5/L15 (Male-Female 5mm Hex M2.5 Length 15mm) | 6090 | 3004319 | 85381090
6089 | Finished Good | Metal Spacer | Male Female Type ( PMFP SERIES ) | 5mm HEX- M2.5 Series | 57 | PMFP/M2.5/AF5/L12 (Male-Female 5mm Hex M2.5 Length 12mm) | 6089 | 3004320 | 85381090
6088 | Finished Good | Metal Spacer | Male Female Type ( PMFP SERIES ) | 5mm HEX- M2.5 Series | 57 | PMFP/M2.5/AF5/L10 (Male-Female 5mm Hex M2.5 Length 10mm) | 6088 | 3004321 | 85381090
6087 | Finished Good | Panel Accessories | Pilot Lights | 240 Volts AC | 25 | PLY240A (POWER LED Indicator Yellow 240 V AC ) | 6087 | 3004405 | 85381090
6086 | Finished Good | Panel Accessories | Pilot Lights | 24-240 Volts AC/DC | 26 | PLY24 240AD (Universal POWER LED Indicator Yellow 24-240 V AC/DC ) | 6086 | 3004403 | 85381090
6085 | Finished Good | Panel Accessories | Pilot Lights | 220 Volts DC | 23 | PLY220D (POWER LED Indicator Yellow 220 V DC ) | 6085 | 3004404 | 85381090
6084 | Finished Good | Panel Accessories | Pilot Lights | 110 Volts AC | 6 | PLY110D (POWER LED Indicator Yellow 1110 V DC ) | 6084 | 3004406 | 85381090
6083 | Finished Good | Panel Accessories | Pilot Lights | 110 Volts AC | 6 | PLY110A (POWER LED Indicator Yellow 110 V AC ) | 6083 | 3004407 | 85381090
6082 | Finished Good | Panel Accessories | Pilot Lights | 48 Volts AC/DC | 46 | PLY048AD (POWER LED Indicator Yellow 48 V AC/DC ) | 6082 | 3004408 | 85381090
6081 | Finished Good | Panel Accessories | Pilot Lights | 30 Volts AC/DC | 32 | PLY030AD (POWER LED Indicator Yellow 30 V AC/DC ) | 6081 | 3004409 | 85381090
6080 | Finished Good | Panel Accessories | Pilot Lights | 24 Volts AC/DC | 24 | PLY024AD (POWER LED Indicator Yellow 24 V AC/DC ) | 6080 | 3004410 | 85381090
6079 | Finished Good | Panel Accessories | Pilot Lights | 12 Volts AC/DC | 7 | PLY012AD (POWER LED Indicator Yellow 12 V AC/DC ) | 6079 | 3004411 | 85381090
6078 | Finished Good | Panel Accessories | Pilot Lights | 240 Volts AC | 25 | PLW240A (POWER LED Indicator White 240 V AC ) | 6078 | 3004396 | 85381090
6077 | Finished Good | Panel Accessories | Pilot Lights | 24-240 Volts AC/DC | 26 | PLW24 240AD (Universal POWER LED Indicator White 24-240 V AC/DC ) | 6077 | 3004394 | 85381090
6076 | Finished Good | Panel Accessories | Pilot Lights | 220 Volts DC | 23 | PLW220D (POWER LED Indicator White 220 V DC ) | 6076 | 3004395 | 85381090
6075 | Finished Good | Panel Accessories | Pilot Lights | 110 Volts AC | 6 | PLW110D (POWER LED Indicator White 1110 V DC ) | 6075 | 3004397 | 85381090
6074 | Finished Good | Panel Accessories | Pilot Lights | 110 Volts AC | 6 | PLW110A (POWER LED Indicator White 110 V AC ) | 6074 | 3004398 | 85381090
6073 | Finished Good | Panel Accessories | Pilot Lights | 48 Volts AC/DC | 46 | PLW048AD (POWER LED Indicator White 48 V AC/DC ) | 6073 | 3004399 | 85381090
6072 | Finished Good | Panel Accessories | Pilot Lights | 30 Volts AC/DC | 32 | PLW030AD (POWER LED Indicator White 30 V AC/DC ) | 6072 | 3004400 | 85381090
6071 | Finished Good | Panel Accessories | Pilot Lights | 24 Volts AC/DC | 24 | PLW024AD (POWER LED Indicator White 24 V AC/DC ) | 6071 | 3004401 | 85381090
6070 | Finished Good | Panel Accessories | Pilot Lights | 12 Volts AC/DC | 7 | PLW012AD (POWER LED Indicator White 12 V AC/DC ) | 6070 | 3004402 | 85381090
6069 | Finished Good | Panel Accessories | Pilot Lights | 240 Volts AC | 25 | PLR240A (POWER LED Indicator Red 240 V AC ) | 6069 | 3004432 | 85381090
6068 | Finished Good | Panel Accessories | Pilot Lights | 24-240 Volts AC/DC | 26 | PLR24 240AD (Universal POWER LED Indicator Red 24-240 V AC/DC ) | 6068 | 3004430 | 85381090
6067 | Finished Good | Panel Accessories | Pilot Lights | 220 Volts DC | 23 | PLR220D (POWER LED Indicator Red 220 V DC ) | 6067 | 3004431 | 85381090
6066 | Finished Good | Panel Accessories | Pilot Lights | 110 Volts AC | 6 | PLR110D (POWER LED Indicator Red 1110 V DC ) | 6066 | 3004433 | 85381090
6065 | Finished Good | Panel Accessories | Pilot Lights | 110 Volts AC | 6 | PLR110A (POWER LED Indicator Red 110 V AC ) | 6065 | 3004434 | 85381090
6064 | Finished Good | Panel Accessories | Pilot Lights | 48 Volts AC/DC | 46 | PLR048AD (POWER LED Indicator Red 48 V AC/DC ) | 6064 | 3004435 | 85381090
6063 | Finished Good | Panel Accessories | Pilot Lights | 30 Volts AC/DC | 32 | PLR030AD (POWER LED Indicator Red 30 V AC/DC ) | 6063 | 3004436 | 85381090
6062 | Finished Good | Panel Accessories | Pilot Lights | 24 Volts AC/DC | 24 | PLR024AD (POWER LED Indicator Red 24 V AC/DC ) | 6062 | 3004437 | 85381090
6061 | Finished Good | Panel Accessories | Pilot Lights | 12 Volts AC/DC | 7 | PLR012AD (POWER LED Indicator Red 12 V AC/DC ) | 6061 | 3004438 | 85381090
6060 | Finished Good | Panel Accessories | Pilot Lights | 240 Volts AC | 25 | PLG240A (POWER LED Indicator Green 240 V AC ) | 6060 | 3004414 | 85381090
6059 | Finished Good | Panel Accessories | Pilot Lights | 24-240 Volts AC/DC | 26 | PLG24 240AD (Universal POWER LED Indicator Green 24-240 V AC/DC ) | 6059 | 3004412 | 85381090
6058 | Finished Good | Panel Accessories | Pilot Lights | 220 Volts DC | 23 | PLG220D (POWER LED Indicator Green 220 V DC ) | 6058 | 3004413 | 85381090
6057 | Finished Good | Panel Accessories | Pilot Lights | 110 Volts AC | 6 | PLG110D (POWER LED Indicator Green 1110 V DC ) | 6057 | 3004415 | 85381090
6056 | Finished Good | Panel Accessories | Pilot Lights | 110 Volts AC | 6 | PLG110A (POWER LED Indicator Green 110 V AC ) | 6056 | 3004416 | 85381090
6055 | Finished Good | Panel Accessories | Pilot Lights | 48 Volts AC/DC | 46 | PLG048AD (POWER LED Indicator Green 48 V AC/DC ) | 6055 | 3004417 | 85381090
6054 | Finished Good | Panel Accessories | Pilot Lights | 30 Volts AC/DC | 32 | PLG030AD (POWER LED Indicator Green 30 V AC/DC ) | 6054 | 3004418 | 85381090
6053 | Finished Good | Panel Accessories | Pilot Lights | 24 Volts AC/DC | 24 | PLG024AD (POWER LED Indicator Green 24 V AC/DC ) | 6053 | 3004419 | 85381090
6052 | Finished Good | Panel Accessories | Pilot Lights | 12 Volts AC/DC | 7 | PLG012AD (POWER LED Indicator Green 12 V AC/DC ) | 6052 | 3004420 | 85381090
6051 | Finished Good | Panel Accessories | Pilot Lights | 240 Volts AC | 25 | PLB240A (POWER LED Indicator Blue 240 V AC ) | 6051 | 3004423 | 85381090
6050 | Finished Good | Panel Accessories | Pilot Lights | 24-240 Volts AC/DC | 26 | PLB24 240AD (Universal POWER LED Indicator Blue 24-240 V AC/DC ) | 6050 | 3004421 | 85381090
6049 | Finished Good | Panel Accessories | Pilot Lights | 220 Volts DC | 23 | PLB220D (POWER LED Indicator Blue 220 V DC ) | 6049 | 3004422 | 85381090
6048 | Finished Good | Panel Accessories | Pilot Lights | 110 Volts AC | 6 | PLB110D (POWER LED Indicator Blue 1110 V DC ) | 6048 | 3004424 | 85381090
6047 | Finished Good | Panel Accessories | Pilot Lights | 110 Volts AC | 6 | PLB110A (POWER LED Indicator Blue 110 V AC ) | 6047 | 3004425 | 85381090
6046 | Finished Good | Panel Accessories | Pilot Lights | 48 Volts AC/DC | 46 | PLB048AD (POWER LED Indicator Blue 48 V AC/DC ) | 6046 | 3004426 | 85381090
6045 | Finished Good | Panel Accessories | Pilot Lights | 30 Volts AC/DC | 32 | PLB030AD (POWER LED Indicator Blue 30 V AC/DC ) | 6045 | 3004427 | 85381090
6044 | Finished Good | Panel Accessories | Pilot Lights | 24 Volts AC/DC | 24 | PLB024AD (POWER LED Indicator Blue 24 V AC/DC ) | 6044 | 3004428 | 85381090
6043 | Finished Good | Panel Accessories | Pilot Lights | 12 Volts AC/DC | 7 | PLB012AD (POWER LED Indicator Blue 12 V AC/DC ) | 6043 | 3004429 | 85381090
6042 | By Product | Thermoplastic SCRAP | Injection molding scrap | Engineered Plastic | 154 | PLASTIC GRANULES SCRAP (PLASTIC GRANULES) | 6042 | 2009020 | 85381090
6041 | Raw Material | Thermoplastic RM | Injection molding RM | Engineered Plastic | 153 | PLASTIC GRANULES (PLASTIC GRANULES) | 6041 | 1001030 | 85381090
6040 | Finished Good | Panel Accessories | Pilot Lights | 240 Volts AC | 25 | PLA240A (POWER LED Indicator Amber 240 V AC ) | 6040 | 3004387 | 85381090
6039 | Finished Good | Panel Accessories | Pilot Lights | 24-240 Volts AC/DC | 26 | PLA24 240AD (Universal POWER LED Indicator Amber 24-240 V AC/DC ) | 6039 | 3004385 | 85381090
6038 | Finished Good | Panel Accessories | Pilot Lights | 220 Volts DC | 23 | PLA220D (POWER LED Indicator Amber 220 V DC ) | 6038 | 3004386 | 85381090
6037 | Finished Good | Panel Accessories | Pilot Lights | 110 Volts AC | 6 | PLA110D (POWER LED Indicator Amber 1110 V DC ) | 6037 | 3004388 | 85381090
6036 | Finished Good | Panel Accessories | Pilot Lights | 110 Volts AC | 6 | PLA110A (POWER LED Indicator Amber 110 V AC ) | 6036 | 3004389 | 85381090
6035 | Finished Good | Panel Accessories | Pilot Lights | 48 Volts AC/DC | 46 | PLA048AD (POWER LED Indicator Amber 48 V AC/DC ) | 6035 | 3004390 | 85381090
6034 | Finished Good | Panel Accessories | Pilot Lights | 30 Volts AC/DC | 32 | PLA030AD (POWER LED Indicator Amber 30 V AC/DC ) | 6034 | 3004391 | 85381090
6033 | Finished Good | Panel Accessories | Pilot Lights | 24 Volts AC/DC | 24 | PLA024AD (POWER LED Indicator Amber 24 V AC/DC ) | 6033 | 3004392 | 85381090
6032 | Finished Good | Panel Accessories | Pilot Lights | 12 Volts AC/DC | 7 | PLA012AD (POWER LED Indicator Amber 12 V AC/DC ) | 6032 | 3004393 | 85381090
6031 | Finished Good |  |  | IRG Custom product | 214 | PINS-S100075 (MV insulators for 15 KV Voltage ) | 6031 | 3004223 | 85381090
6030 | Finished Good | Low Voltage Standoff Insulators | Thermoset DMC/BMC Insulators | Hexagonal Insulator | 209 | PINS-H860 (Powermat-H860) | 6030 | 3003881 | 85381090
6029 | Finished Good | Low Voltage Standoff Insulators | Thermoset DMC/BMC Insulators | Hexagonal Insulator | 209 | PINS-H835(M8)-S (Powermat-H835(M8)-S) | 6029 | 3003880 | 85381090
6028 | Finished Good | Low Voltage Standoff Insulators | Thermoset DMC/BMC Insulators | Conical Insulators | 106 | PINS-C-1040(M10)-S (Powermat-C-1040(M10)-S) | 6028 | 3003879 | 85381090
6027 | Finished Good | Low Voltage Busbar Supports & Connector | SMC/DMC Busbar Supports & Connector | Step Supports | 325 | PINS-4AT30-S (Powermat-4AT30-S) | 6027 | 3003882 | 85381090
6026 | Finished Good | Low Voltage Standoff Insulators | Thermoset DMC/BMC Insulators | Round Hexagonal Insulator | 289 | PINS-40RH1040(M10)-S (Powermat-40RH1040(M10)-S) | 6026 | 3003883 | 85381090
6025 | Finished Good | Low Voltage Standoff Insulators | Thermoset DMC/BMC Insulators | Round Hexagonal Insulator | 289 | PINS-30RH840(M8)-S (Powermat-30RH840(M8)-S) | 6025 | 3003884 | 85381090
6024 | Finished Good | Low Voltage Standoff Insulators | Thermoset DMC/BMC Insulators | Round Hexagonal Insulator | 289 | PINS-30RH835(M8)-S (Powermat-30RH835(M8)-S) | 6024 | 3003885 | 85381090
6023 | Finished Good | Low Voltage Standoff Insulators | Thermoset DMC/BMC Insulators | Round Hexagonal Insulator | 289 | PINS-30RH830(M8)-S (Powermat-30RH830(M8)-S) | 6023 | 3003886 | 85381090
6022 | Finished Good | Low Voltage Standoff Insulators | Thermoset DMC/BMC Insulators | Full Hexagonal Insulator | 205 | PINS-25HH845 (Powermat-25HH845) | 6022 | 3003887 | 85381090
6021 | Finished Good | Low Voltage Standoff Insulators | Thermoset DMC/BMC Insulators | Full Hexagonal Insulator | 205 | PINS-25HH840 (Powermat-25HH840) | 6021 | 3003888 | 85381090
6020 | Finished Good | Low Voltage Standoff Insulators | Thermoset DMC/BMC Insulators | Full Hexagonal Insulator | 205 | PINS-25HH830 (Powermat-25HH830) | 6020 | 3003889 | 85381090
6019 | Finished Good | Low Voltage Standoff Insulators | Thermoset DMC/BMC Insulators | Full Hexagonal Insulator | 205 | PINS-25HH660(M6)-S (Powermat-25HH660(M6)-S) | 6019 | 3003890 | 85381090
6018 | Finished Good | Low Voltage Standoff Insulators | Thermoset DMC/BMC Insulators | Full Hexagonal Insulator | 205 | PINS-25HH625 (Powermat-25HH625) | 6018 | 3003891 | 85381090
6017 | Finished Good | Low Voltage Standoff Insulators | Thermoset DMC/BMC Insulators | Full Hexagonal Insulator | 205 | PINS-25HH6(9)30 (Powermat-25HH6(9)30) | 6017 | 3003892 | 85381090
6016 | Finished Good | Low Voltage Standoff Insulators | Thermoset DMC/BMC Insulators | Full Hexagonal Insulator | 205 | PINS-25HH6(10)40-S (Powermat-25HH6(10)40-S) | 6016 | 3003893 | 85381090
6015 | Finished Good | Low Voltage Standoff Insulators | Thermoset DMC/BMC Insulators | Round Hexagonal Insulator | 289 | PINS-20RH635(M6)-S (Powermat-20RH635(M6)-S) | 6015 | 3003894 | 85381090
6014 | Finished Good | Low Voltage Standoff Insulators | Thermoset DMC/BMC Insulators | Round Hexagonal Insulator | 289 | PINS-20RH630(M6)-S (Powermat-20RH630(M6)-S) | 6014 | 3003895 | 85381090
6013 | Finished Good | Low Voltage Standoff Insulators | Thermoset DMC/BMC Insulators | Round Hexagonal Insulator | 289 | PINS-20RH525(M5)-S (Powermat-20RH525(M5)-S) | 6013 | 3003896 | 85381090
6012 | Finished Good | Low Voltage Standoff Insulators | Thermoset DMC/BMC Insulators | Full Hexagonal Insulator | 205 | PINS-20HH6(7)20 (Powermat-20HH6(7)20) | 6012 | 3003901 | 85381090
6011 | Finished Good | Low Voltage Standoff Insulators | Thermoset DMC/BMC Insulators | Full Hexagonal Insulator | 205 | PINS-20HH540(M5)-S (Powermat-20HH540(M5)-S) | 6011 | 3003897 | 85381090
6010 | Finished Good | Low Voltage Standoff Insulators | Thermoset DMC/BMC Insulators | Full Hexagonal Insulator | 205 | PINS-20HH540 (Powermat-20HH540) | 6010 | 3003902 | 85381090
6009 | Finished Good | Low Voltage Standoff Insulators | Thermoset DMC/BMC Insulators | Full Hexagonal Insulator | 205 | PINS-20HH520(M5)-S (Powermat-20HH520(M5)-S) | 6009 | 3003898 | 85381090
6008 | Finished Good | Low Voltage Standoff Insulators | Thermoset DMC/BMC Insulators | Full Hexagonal Insulator | 205 | PINS-14HH425(M4)-S (Powermat-14HH425(M4)-S) | 6008 | 3003899 | 85381090
6007 | Finished Good | Low Voltage Standoff Insulators | Thermoset DMC/BMC Insulators | Full Hexagonal Insulator | 205 | PINS-14HH4(5)20-S (Powermat-14HH4(5)20-S) | 6007 | 3003900 | 85381090
6006 | Raw Material | Thermoset RM | DMC/SMC Raw Material | Additive | 79 | PIGMENT (RED) 5BP (PIGMENT (RED) 5BP) | 6006 | 1001146 | 85381090
6005 | Finished Good | Low Voltage Standoff Insulators | Polyamide Insulator | Polyamide Hexagonal Insulator | 318 | PH1680 (M16)-V0 (PA Hexagonal Standoff Insulators M16 x 80mm -V0 Grade - MS Insert ) | 6005 | 3004672 | 85381090
6004 | Finished Good | Low Voltage Standoff Insulators | Polyamide Insulator | Polyamide Hexagonal Insulator | 318 | PH1680 (M16)-HB (PA Hexagonal Standoff Insulators M16 x 80mm -HB Grade - MS Insert ) | 6004 | 3004642 | 85381090
6003 | Finished Good | Low Voltage Standoff Insulators | Polyamide Insulator | Polyamide Hexagonal Insulator | 318 | PH1675 (M16)-V0 (PA Hexagonal Standoff Insulators M16 x 75mm -V0 Grade - MS Insert ) | 6003 | 3004674 | 85381090
6002 | Finished Good | Low Voltage Standoff Insulators | Polyamide Insulator | Polyamide Hexagonal Insulator | 318 | PH1675 (M16)-HB (PA Hexagonal Standoff Insulators M16 x 75mm -HB Grade - MS Insert ) | 6002 | 3004644 | 85381090
6001 | Finished Good | Low Voltage Standoff Insulators | Polyamide Insulator | Polyamide Hexagonal Insulator | 318 | PH1670 (M16)-V0 (PA Hexagonal Standoff Insulators M16 x 70mm -V0 Grade - MS Insert ) | 6001 | 3004677 | 85381090
6000 | Finished Good | Low Voltage Standoff Insulators | Polyamide Insulator | Polyamide Hexagonal Insulator | 318 | PH1670 (M16)-HB (PA Hexagonal Standoff Insulators M16 x 70mm -HB Grade - MS Insert ) | 6000 | 3004647 | 85381090
5999 | Finished Good | Low Voltage Standoff Insulators | Polyamide Insulator | Polyamide Hexagonal Insulator | 318 | PH16100 (M16)-V0 (PA Hexagonal Standoff Insulators M16 x 100mm -V0 Grade - MS Insert ) | 5999 | 3004670 | 85381090
5998 | Finished Good | Low Voltage Standoff Insulators | Polyamide Insulator | Polyamide Hexagonal Insulator | 318 | PH16100 (M16)-HB (PA Hexagonal Standoff Insulators M16 x 100mm -HB Grade - MS Insert ) | 5998 | 3004640 | 85381090
5997 | Finished Good | Low Voltage Standoff Insulators | Polyamide Insulator | Polyamide Hexagonal Insulator | 318 | PH1280 (M12)-V0 (PA Hexagonal Standoff Insulators M12 x 80mm -V0 Grade - MS Insert ) | 5997 | 3004673 | 85381090
5996 | Finished Good | Low Voltage Standoff Insulators | Polyamide Insulator | Polyamide Hexagonal Insulator | 318 | PH1280 (M12)-HB (PA Hexagonal Standoff Insulators M12 x 80mm -HB Grade - MS Insert ) | 5996 | 3004643 | 85381090
5995 | Finished Good | Low Voltage Standoff Insulators | Polyamide Insulator | Polyamide Hexagonal Insulator | 318 | PH1275 (M12)-V0 (PA Hexagonal Standoff Insulators M12 x 75mm -V0 Grade - MS Insert ) | 5995 | 3004675 | 85381090
5994 | Finished Good | Low Voltage Standoff Insulators | Polyamide Insulator | Polyamide Hexagonal Insulator | 318 | PH1275 (M12)-HB (PA Hexagonal Standoff Insulators M12 x 75mm -HB Grade - MS Insert ) | 5994 | 3004645 | 85381090
5993 | Finished Good | Low Voltage Standoff Insulators | Polyamide Insulator | Polyamide Hexagonal Insulator | 318 | PH1270 (M12)-V0 (PA Hexagonal Standoff Insulators M12 x 70mm -V0 Grade - MS Insert ) | 5993 | 3004678 | 85381090
5992 | Finished Good | Low Voltage Standoff Insulators | Polyamide Insulator | Polyamide Hexagonal Insulator | 318 | PH1270 (M12)-HB (PA Hexagonal Standoff Insulators M12 x 70mm -HB Grade - MS Insert ) | 5992 | 3004648 | 85381090
5991 | Finished Good | Low Voltage Standoff Insulators | Polyamide Insulator | Polyamide Hexagonal Insulator | 318 | PH1260 (M12)-V0 (PA Hexagonal Standoff Insulators M12 x 60mm -V0 Grade - MS Insert ) | 5991 | 3004679 | 85381090
5990 | Finished Good | Low Voltage Standoff Insulators | Polyamide Insulator | Polyamide Hexagonal Insulator | 318 | PH1260 (M12)-HB (PA Hexagonal Standoff Insulators M12 x 60mm -HB Grade - MS Insert ) | 5990 | 3004649 | 85381090
5989 | Finished Good | Low Voltage Standoff Insulators | Polyamide Insulator | Polyamide Hexagonal Insulator | 318 | PH12100 (M12)-V0 (PA Hexagonal Standoff Insulators M12 x 100mm -V0 Grade - MS Insert ) | 5989 | 3004671 | 85381090
5988 | Finished Good | Low Voltage Standoff Insulators | Polyamide Insulator | Polyamide Hexagonal Insulator | 318 | PH12100 (M12)-HB (PA Hexagonal Standoff Insulators M12 x 100mm -HB Grade - MS Insert ) | 5988 | 3004641 | 85381090
5987 | Finished Good | Low Voltage Standoff Insulators | Polyamide Insulator | Polyamide Hexagonal Insulator | 318 | PH-1075(M10)-V0 (PA Hexagonal Standoff Insulators M10 x 75mm -V0 Grade - MS Insert ) | 5987 | 3004676 | 85381090
5986 | Finished Good | Low Voltage Standoff Insulators | Polyamide Insulator | Polyamide Hexagonal Insulator | 318 | PH-1075(M10)-HB (PA Hexagonal Standoff Insulators M10 x 75mm -HB Grade - MS Insert ) | 5986 | 3004646 | 85381090
5985 | Finished Good | Low Voltage Standoff Insulators | Polyamide Insulator | Polyamide Hexagonal Insulator | 318 | PH1060 (M10)-V0 (PA Hexagonal Standoff Insulators M10 x 60mm -V0 Grade - MS Insert ) | 5985 | 3004680 | 85381090
5984 | Finished Good | Low Voltage Standoff Insulators | Polyamide Insulator | Polyamide Hexagonal Insulator | 318 | PH1060 (M10)-HB (PA Hexagonal Standoff Insulators M10 x 60mm -HB Grade - MS Insert ) | 5984 | 3004650 | 85381090
5983 | Finished Good | Low Voltage Standoff Insulators | Polyamide Insulator | Polyamide Hexagonal Insulator | 318 | PH1050 (M10)-V0 (PA Hexagonal Standoff Insulators M10 x 50mm -V0 Grade - MS Insert ) | 5983 | 3004682 | 85381090
5982 | Finished Good | Low Voltage Standoff Insulators | Polyamide Insulator | Polyamide Hexagonal Insulator | 318 | PH1050 (M10)-HB (PA Hexagonal Standoff Insulators M10 x 50mm -HB Grade - MS Insert ) | 5982 | 3004652 | 85381090
5981 | Finished Good | Low Voltage Standoff Insulators | Polyamide Insulator | Polyamide Hexagonal Insulator | 318 | PH1045 (M10)-V0 (PA Hexagonal Standoff Insulators M10 x 45mm -V0 Grade - MS Insert ) | 5981 | 3004685 | 85381090
5980 | Finished Good | Low Voltage Standoff Insulators | Polyamide Insulator | Polyamide Hexagonal Insulator | 318 | PH1045 (M10)-HB (PA Hexagonal Standoff Insulators M10 x 45mm -HB Grade - MS Insert ) | 5980 | 3004655 | 85381090
5979 | Finished Good | Low Voltage Standoff Insulators | Polyamide Insulator | Polyamide Hexagonal Insulator | 318 | PH1040 (M10)-V0 (PA Hexagonal Standoff Insulators M10 x 40mm -V0 Grade - MS Insert ) | 5979 | 3004687 | 85381090
5978 | Finished Good | Low Voltage Standoff Insulators | Polyamide Insulator | Polyamide Hexagonal Insulator | 318 | PH1040 (M10)-HB (PA Hexagonal Standoff Insulators M10 x 40mm -HB Grade - MS Insert ) | 5978 | 3004657 | 85381090
5977 | Finished Good | Low Voltage Standoff Insulators | Polyamide Insulator | Polyamide Hexagonal Insulator | 318 | PH1035 (M10)-V0 (PA Hexagonal Standoff Insulators M10 x 35mm -V0 Grade - MS Insert ) | 5977 | 3004690 | 85381090
5976 | Finished Good | Low Voltage Standoff Insulators | Polyamide Insulator | Polyamide Hexagonal Insulator | 318 | PH1035 (M10)-HB (PA Hexagonal Standoff Insulators M10 x 35mm -HB Grade - MS Insert ) | 5976 | 3004660 | 85381090
5975 | Finished Good | Low Voltage Standoff Insulators | Polyamide Insulator | Polyamide Hexagonal Insulator | 318 | PH 860 (M8)-V0 (PA Hexagonal Standoff Insulators M8 x 60mm -V0 Grade - MS Insert ) | 5975 | 3004681 | 85381090
5974 | Finished Good | Low Voltage Standoff Insulators | Polyamide Insulator | Polyamide Hexagonal Insulator | 318 | PH 860 (M8)-HB (PA Hexagonal Standoff Insulators M8 x 60mm -HB Grade - MS Insert ) | 5974 | 3004651 | 85381090
5973 | Finished Good | Low Voltage Standoff Insulators | Polyamide Insulator | Polyamide Hexagonal Insulator | 318 | PH 850 (M8)-V0 (PA Hexagonal Standoff Insulators M8 x 50mm -V0 Grade - MS Insert ) | 5973 | 3004683 | 85381090
5972 | Finished Good | Low Voltage Standoff Insulators | Polyamide Insulator | Polyamide Hexagonal Insulator | 318 | PH 850 (M8)-HB (PA Hexagonal Standoff Insulators M8 x 50mm -HB Grade - MS Insert ) | 5972 | 3004653 | 85381090
5971 | Finished Good | Low Voltage Standoff Insulators | Polyamide Insulator | Polyamide Hexagonal Insulator | 318 | PH 845 (M8)-V0 (PA Hexagonal Standoff Insulators M8 x 45mm -V0 Grade - MS Insert ) | 5971 | 3004686 | 85381090
5970 | Finished Good | Low Voltage Standoff Insulators | Polyamide Insulator | Polyamide Hexagonal Insulator | 318 | PH 845 (M8)-HB (PA Hexagonal Standoff Insulators M8 x 45mm -HB Grade - MS Insert ) | 5970 | 3004656 | 85381090
5969 | Finished Good | Low Voltage Standoff Insulators | Polyamide Insulator | Polyamide Hexagonal Insulator | 318 | PH 840 (M8)-V0 (PA Hexagonal Standoff Insulators M8 x 40mm -V0 Grade - MS Insert ) | 5969 | 3004688 | 85381090
5968 | Finished Good | Low Voltage Standoff Insulators | Polyamide Insulator | Polyamide Hexagonal Insulator | 318 | PH 840 (M8)-HB (PA Hexagonal Standoff Insulators M8 x 40mm -HB Grade - MS Insert ) | 5968 | 3004658 | 85381090
5967 | Finished Good | Low Voltage Standoff Insulators | Polyamide Insulator | Polyamide Hexagonal Insulator | 318 | PH 835 (M8)-V0 (PA Hexagonal Standoff Insulators M8 x 35mm -V0 Grade - MS Insert ) | 5967 | 3004691 | 85381090
5966 | Finished Good | Low Voltage Standoff Insulators | Polyamide Insulator | Polyamide Hexagonal Insulator | 318 | PH 835 (M8)-HB (PA Hexagonal Standoff Insulators M8 x 35mm -HB Grade - MS Insert ) | 5966 | 3004661 | 85381090
5965 | Finished Good | Low Voltage Standoff Insulators | Polyamide Insulator | Polyamide Hexagonal Insulator | 318 | PH 830 (M8)-V0 (PA Hexagonal Standoff Insulators M8 x 30mm -V0 Grade - MS Insert ) | 5965 | 3004693 | 85381090
5964 | Finished Good | Low Voltage Standoff Insulators | Polyamide Insulator | Polyamide Hexagonal Insulator | 318 | PH 830 (M8)-HB (PA Hexagonal Standoff Insulators M8 x 30mm -HB Grade - MS Insert ) | 5964 | 3004663 | 85381090
5963 | Finished Good | Low Voltage Standoff Insulators | Polyamide Insulator | Polyamide Hexagonal Insulator | 318 | PH 650 (M6)-V0 (PA Hexagonal Standoff Insulators M6 x 50mm -V0 Grade - MS Insert ) | 5963 | 3004684 | 85381090
5962 | Finished Good | Low Voltage Standoff Insulators | Polyamide Insulator | Polyamide Hexagonal Insulator | 318 | PH 650 (M6)-HB (PA Hexagonal Standoff Insulators M6 x 50mm -HB Grade - MS Insert ) | 5962 | 3004654 | 85381090
5961 | Finished Good | Low Voltage Standoff Insulators | Polyamide Insulator | Polyamide Hexagonal Insulator | 318 | PH 640 (M6)-V0 (PA Hexagonal Standoff Insulators M6 x 40mm -V0 Grade - MS Insert ) | 5961 | 3004689 | 85381090
5960 | Finished Good | Low Voltage Standoff Insulators | Polyamide Insulator | Polyamide Hexagonal Insulator | 318 | PH 640 (M6)-HB (PA Hexagonal Standoff Insulators M6 x 40mm -HB Grade - MS Insert ) | 5960 | 3004659 | 85381090
5959 | Finished Good | Low Voltage Standoff Insulators | Polyamide Insulator | Polyamide Hexagonal Insulator | 318 | PH 635(M6)-V0 (PA Hexagonal Standoff Insulators M6 x 35mm -V0 Grade - MS Insert ) | 5959 | 3004692 | 85381090
5958 | Finished Good | Low Voltage Standoff Insulators | Polyamide Insulator | Polyamide Hexagonal Insulator | 318 | PH 635(M6)-HB (PA Hexagonal Standoff Insulators M6 x 35mm -HB Grade - MS Insert ) | 5958 | 3004662 | 85381090
5957 | Finished Good | Low Voltage Standoff Insulators | Polyamide Insulator | Polyamide Hexagonal Insulator | 318 | PH 630 (M6)-V0 (PA Hexagonal Standoff Insulators M6 x 30mm -V0 Grade - MS Insert ) | 5957 | 3004694 | 85381090
5956 | Finished Good | Low Voltage Standoff Insulators | Polyamide Insulator | Polyamide Hexagonal Insulator | 318 | PH 630 (M6)-HB (PA Hexagonal Standoff Insulators M6 x 30mm -HB Grade - MS Insert ) | 5956 | 3004664 | 85381090
5955 | Finished Good | Low Voltage Standoff Insulators | Polyamide Insulator | Polyamide Hexagonal Insulator | 318 | PH 625 (M6)-V0 (PA Hexagonal Standoff Insulators M6 x 25mm -V0 Grade - MS Insert ) | 5955 | 3004695 | 85381090
5954 | Finished Good | Low Voltage Standoff Insulators | Polyamide Insulator | Polyamide Hexagonal Insulator | 318 | PH 625 (M6)-HB (PA Hexagonal Standoff Insulators M6 x 25mm -HB Grade - MS Insert ) | 5954 | 3004665 | 85381090
5953 | Finished Good | Low Voltage Standoff Insulators | Polyamide Insulator | Polyamide Hexagonal Insulator | 318 | PH 620 (M6)-V0 (PA Hexagonal Standoff Insulators M6 x 20mm -V0 Grade - MS Insert ) | 5953 | 3004697 | 85381090
5952 | Finished Good | Low Voltage Standoff Insulators | Polyamide Insulator | Polyamide Hexagonal Insulator | 318 | PH 620 (M6)-HB (PA Hexagonal Standoff Insulators M6 x 20mm -HB Grade - MS Insert ) | 5952 | 3004667 | 85381090
5951 | Finished Good | Low Voltage Standoff Insulators | Polyamide Insulator | Polyamide Hexagonal Insulator | 318 | PH 525 (M5)-V0 (PA Hexagonal Standoff Insulators M5 x 25mm -V0 Grade - MS Insert ) | 5951 | 3004696 | 85381090
5950 | Finished Good | Low Voltage Standoff Insulators | Polyamide Insulator | Polyamide Hexagonal Insulator | 318 | PH 525 (M5)-HB (PA Hexagonal Standoff Insulators M5 x 25mm -HB Grade - MS Insert ) | 5950 | 3004666 | 85381090
5949 | Finished Good | Low Voltage Standoff Insulators | Polyamide Insulator | Polyamide Hexagonal Insulator | 318 | PH 420 (M4)-V0 (PA Hexagonal Standoff Insulators M4 x 20mm -V0 Grade - MS Insert ) | 5949 | 3004698 | 85381090
5948 | Finished Good | Low Voltage Standoff Insulators | Polyamide Insulator | Polyamide Hexagonal Insulator | 318 | PH 420 (M4)-HB (PA Hexagonal Standoff Insulators M4 x 20mm -HB Grade - MS Insert ) | 5948 | 3004668 | 85381090
5947 | Finished Good | Low Voltage Standoff Insulators | Polyamide Insulator | Polyamide Hexagonal Insulator | 318 | PH 415 (M4)-V0 (PA Hexagonal Standoff Insulators M4 x 15mm -V0 Grade - MS Insert ) | 5947 | 3004699 | 85381090
5946 | Finished Good |  |  |  | 316 | PH 415 (M4)-HB (PA Hexagonal Standoff Insulators M4 x 15mm -HB Grade - MS Insert ) | 5946 | 3004669 | 85381090
5945 | Finished Good | Pultruded Products | Standard & Fabricated Pultruted Products | FRP Flat Series | 157 | PFXX500 (Pultruted Flat : W - 500mm - Thickness - XX (Where XX -3/4/5/6/8/10 )mm ) | 5945 | 3004704 | 85381090
5944 | Finished Good | Panel Accessories | Non Illuminated Actuators | Push Button Flush Type | 257 | PFT01Y (Flush Type Push Button Yellow Color ) | 5944 | 3004381 | 85381090
5943 | Finished Good | Panel Accessories | Non Illuminated Actuators | Push Button Flush Type | 257 | PFT01W (Flush Type Push Button White Color ) | 5943 | 3004379 | 85381090
5942 | Finished Good | Panel Accessories | Non Illuminated Actuators | Push Button Flush Type | 257 | PFT01R (Flush Type Push Button Red Color ) | 5942 | 3004384 | 85381090
5941 | Finished Good | Panel Accessories | Non Illuminated Actuators | Push Button Flush Type | 257 | PFT01K (Flush Type Push Button Black Color ) | 5941 | 3004380 | 85381090
5940 | Finished Good | Panel Accessories | Non Illuminated Actuators | Push Button Flush Type | 257 | PFT01G (Flush Type Push Button Green Color ) | 5940 | 3004382 | 85381090
5939 | Finished Good | Panel Accessories | Non Illuminated Actuators | Push Button Flush Type | 257 | PFT01B (Flush Type Push Button Blue Color ) | 5939 | 3004383 | 85381090
5938 | Finished Good | Pultruded Products | Standard & Fabricated Pultruted Products | FRP Flat Series | 157 | PF3050 (Pultruted Flat : W - 50mm - Thickness - 30 mm ) | 5938 | 3004705 | 85381090
5937 | Finished Good | Pultruded Products | Standard & Fabricated Pultruted Products | FRP Flat Series | 157 | PF2626 (Pultruted Flat : W - 26mm - Thickness - 26 mm ) | 5937 | 3004706 | 85381090
5936 | Finished Good | Pultruded Products | Standard & Fabricated Pultruted Products | FRP Flat Series | 157 | PF2060 (Pultruted Flat : W - 60mm - Thickness - 20 mm ) | 5936 | 3004707 | 85381090
5935 | Finished Good | Pultruded Products | Standard & Fabricated Pultruted Products | FRP Flat Series | 157 | PF2050 (Pultruted Flat : W - 50mm - Thickness - 20 mm ) | 5935 | 3004708 | 85381090
5934 | Finished Good | Pultruded Products | Standard & Fabricated Pultruted Products | FRP Flat Series | 157 | PF2040 (Pultruted Flat : W - 40mm - Thickness - 20 mm ) | 5934 | 3004709 | 85381090
5933 | Finished Good | Pultruded Products | Standard & Fabricated Pultruted Products | FRP Flat Series | 157 | PF1070 (Pultruted Flat : W - 70mm - Thickness - 10 mm ) | 5933 | 3004711 | 85381090
5932 | Finished Good | Pultruded Products | Standard & Fabricated Pultruted Products | FRP Flat Series | 157 | PF1050 (Pultruted Flat : W - 50mm - Thickness - 10 mm ) | 5932 | 3004712 | 85381090
5931 | Finished Good | Pultruded Products | Standard & Fabricated Pultruted Products | FRP Flat Series | 157 | PF1040 (Pultruted Flat : W - 40mm - Thickness - 10 mm ) | 5931 | 3004713 | 85381090
5930 | Finished Good | Pultruded Products | Standard & Fabricated Pultruted Products | FRP Flat Series | 157 | PF1030 (Pultruted Flat : W - 30mm - Thickness - 10 mm ) | 5930 | 3004714 | 85381090
5929 | Finished Good | Pultruded Products | Standard & Fabricated Pultruted Products | FRP Flat Series | 157 | PF10100 (Pultruted Flat : W - 100mm - Thickness - 10 mm ) | 5929 | 3004710 | 85381090
5928 | Finished Good | Pultruded Products | Standard & Fabricated Pultruted Products | FRP Flat Series | 157 | PF03225 (Pultruted Flat : W - 225mm - Thickness - 3 mm ) | 5928 | 3004715 | 85381090
5927 | Finished Good | Medium Voltage Standoff Insulators | Thermoset DMC/BMC | 33 kV Series | 36 | PDMV 80300-MS (PADO 33KV DMC Insulator D-80 x 300 mm - MS Insert ) | 5927 | 3006148 | 85381090
5926 | Finished Good | Medium Voltage Standoff Insulators | Thermoset DMC/BMC | 22 kV Series | 21 | PDMV 70210-MS (PADO 22KV DMC Insulator D-70 x 210 mm - MS Insert ) | 5926 | 3006151 | 85381090
5925 | Finished Good | Medium Voltage Standoff Insulators | Thermoset DMC/BMC | 8.5 kV Series | 68 | PDMV 6090-MS (PADO 8.5KV DMC Insulator D-60 x 90 mm - MS Insert ) | 5925 | 3006162 | 85381090
5924 | Finished Good | Medium Voltage Standoff Insulators | Thermoset DMC/BMC | 6.8 kV Series | 60 | PDMV 6075-MS (PADO 6.8KV DMC Insulator D-60 x 75 mm - MS Insert ) | 5924 | 3006166 | 85381090
5923 | Finished Good | Medium Voltage Standoff Insulators | Thermoset DMC/BMC | 11 kV Series | 4 | PDMV 60130-MS (PADO 12KV DMC Insulator D-60 x 130 mm - MS Insert ) | 5923 | 3006159 | 85381090
5922 | Finished Good | Low Voltage Standoff Insulators | Thermoset DMC/BMC Insulators | Round Hexagonal Insulator | 289 | PD60RH80-SS (SpeciSS Round Hex AF-60mm x 80mm - SS Insert ) | 5922 | 3005027 | 85381090
5921 | Finished Good | Low Voltage Standoff Insulators | Thermoset DMC/BMC Insulators | Round Hexagonal Insulator | 289 | PD60RH80-MS (Special Round Hex AF-60mm x 80mm - MS Insert ) | 5921 | 3005319 | 85381090
5920 | Finished Good | Low Voltage Standoff Insulators | Thermoset DMC/BMC Insulators | Round Hexagonal Insulator | 289 | PD60RH80-BR (SpeciBR Round Hex AF-60mm x 80mm - BR Insert ) | 5920 | 3005100 | 85381090
5919 | Finished Good | Low Voltage Standoff Insulators | Thermoset DMC/BMC Insulators | Round Hexagonal Insulator | 289 | PD60RH80-AL (Special Round Hex AF-60mm x 80mm - AL Insert ) | 5919 | 3005246 | 85381090
5918 | Finished Good | Low Voltage Standoff Insulators | Thermoset DMC/BMC Insulators | Round Hexagonal Insulator | 289 | PD60RH80-AL (Special Round Hex AF-60mm x 80mm - AL Insert ) | 5918 | 3005173 | 85381090
5917 | Finished Good | Low Voltage Standoff Insulators | Thermoset DMC/BMC Insulators | Round Hexagonal Insulator | 289 | PD60RH70-SS (SpeciSS Round Hex AF-60mm x 70mm - SS Insert ) | 5917 | 3005028 | 85381090
5916 | Finished Good | Low Voltage Standoff Insulators | Thermoset DMC/BMC Insulators | Round Hexagonal Insulator | 289 | PD60RH70-MS (Special Round Hex AF-60mm x 70mm - MS Insert ) | 5916 | 3005320 | 85381090
5915 | Finished Good | Low Voltage Standoff Insulators | Thermoset DMC/BMC Insulators | Round Hexagonal Insulator | 289 | PD60RH70-BR (SpeciBR Round Hex AF-60mm x 70mm - BR Insert ) | 5915 | 3005101 | 85381090
5914 | Finished Good | Low Voltage Standoff Insulators | Thermoset DMC/BMC Insulators | Round Hexagonal Insulator | 289 | PD60RH70-AL (Special Round Hex AF-60mm x 70mm - AL Insert ) | 5914 | 3005247 | 85381090
5913 | Finished Good | Low Voltage Standoff Insulators | Thermoset DMC/BMC Insulators | Round Hexagonal Insulator | 289 | PD60RH70-AL (Special Round Hex AF-60mm x 70mm - AL Insert ) | 5913 | 3005174 | 85381090
5912 | Finished Good | Low Voltage Standoff Insulators | Thermoset DMC/BMC Insulators | Round Hexagonal Insulator | 289 | PD60RH60-SS (SpeciSS Round Hex AF-60mm x 60mm - SS Insert ) | 5912 | 3005029 | 85381090
5911 | Finished Good | Low Voltage Standoff Insulators | Thermoset DMC/BMC Insulators | Round Hexagonal Insulator | 289 | PD60RH60-MS (Special Round Hex AF-60mm x 60mm - MS Insert ) | 5911 | 3005321 | 85381090
5910 | Finished Good | Low Voltage Standoff Insulators | Thermoset DMC/BMC Insulators | Round Hexagonal Insulator | 289 | PD60RH60-BR (SpeciBR Round Hex AF-60mm x 60mm - BR Insert ) | 5910 | 3005102 | 85381090
5909 | Finished Good | Low Voltage Standoff Insulators | Thermoset DMC/BMC Insulators | Round Hexagonal Insulator | 289 | PD60RH60-AL (Special Round Hex AF-60mm x 60mm - AL Insert ) | 5909 | 3005248 | 85381090
5908 | Finished Good | Low Voltage Standoff Insulators | Thermoset DMC/BMC Insulators | Round Hexagonal Insulator | 289 | PD60RH60-AL (Special Round Hex AF-60mm x 60mm - AL Insert ) | 5908 | 3005175 | 85381090
5907 | Finished Good | Low Voltage Standoff Insulators | Thermoset DMC/BMC Insulators | Round Hexagonal Insulator | 289 | PD60RH50-SS (SpeciSS Round Hex AF-60mm x 50mm - SS Insert ) | 5907 | 3005030 | 85381090
5906 | Finished Good | Low Voltage Standoff Insulators | Thermoset DMC/BMC Insulators | Round Hexagonal Insulator | 289 | PD60RH50-MS (Special Round Hex AF-60mm x 50mm - MS Insert ) | 5906 | 3005322 | 85381090
5905 | Finished Good | Low Voltage Standoff Insulators | Thermoset DMC/BMC Insulators | Round Hexagonal Insulator | 289 | PD60RH50-BR (SpeciBR Round Hex AF-60mm x 50mm - BR Insert ) | 5905 | 3005103 | 85381090
5904 | Finished Good | Low Voltage Standoff Insulators | Thermoset DMC/BMC Insulators | Round Hexagonal Insulator | 289 | PD60RH50-AL (Special Round Hex AF-60mm x 50mm - AL Insert ) | 5904 | 3005249 | 85381090
5903 | Finished Good | Low Voltage Standoff Insulators | Thermoset DMC/BMC Insulators | Round Hexagonal Insulator | 289 | PD60RH50-AL (Special Round Hex AF-60mm x 50mm - AL Insert ) | 5903 | 3005176 | 85381090
5902 | Finished Good | Low Voltage Standoff Insulators | Thermoset DMC/BMC Insulators | Round Hexagonal Insulator | 289 | PD60RH40-SS (SpeciSS Round Hex AF-60mm x 40mm - SS Insert ) | 5902 | 3005031 | 85381090
5901 | Finished Good | Low Voltage Standoff Insulators | Thermoset DMC/BMC Insulators | Round Hexagonal Insulator | 289 | PD60RH40-MS (Special Round Hex AF-60mm x 40mm - MS Insert ) | 5901 | 3005323 | 85381090
5900 | Finished Good | Low Voltage Standoff Insulators | Thermoset DMC/BMC Insulators | Round Hexagonal Insulator | 289 | PD60RH40-BR (SpeciBR Round Hex AF-60mm x 40mm - BR Insert ) | 5900 | 3005104 | 85381090
5899 | Finished Good | Low Voltage Standoff Insulators | Thermoset DMC/BMC Insulators | Round Hexagonal Insulator | 289 | PD60RH40-AL (Special Round Hex AF-60mm x 40mm - AL Insert ) | 5899 | 3005250 | 85381090
5898 | Finished Good | Low Voltage Standoff Insulators | Thermoset DMC/BMC Insulators | Round Hexagonal Insulator | 289 | PD60RH40-AL (Special Round Hex AF-60mm x 40mm - AL Insert ) | 5898 | 3005177 | 85381090
5897 | Finished Good | Low Voltage Standoff Insulators | Thermoset DMC/BMC Insulators | Round Hexagonal Insulator | 289 | PD50RH35-SS (SpeciSS Round Hex AF-50mm x 35mm - SS Insert ) | 5897 | 3005032 | 85381090
5896 | Finished Good | Low Voltage Standoff Insulators | Thermoset DMC/BMC Insulators | Round Hexagonal Insulator | 289 | PD50RH35-MS (Special Round Hex AF-50mm x 35mm - MS Insert ) | 5896 | 3005324 | 85381090
5895 | Finished Good | Low Voltage Standoff Insulators | Thermoset DMC/BMC Insulators | Round Hexagonal Insulator | 289 | PD50RH35-BR (SpeciBR Round Hex AF-50mm x 35mm - BR Insert ) | 5895 | 3005105 | 85381090
5894 | Finished Good | Low Voltage Standoff Insulators | Thermoset DMC/BMC Insulators | Round Hexagonal Insulator | 289 | PD50RH35-AL (Special Round Hex AF-50mm x 35mm - AL Insert ) | 5894 | 3005251 | 85381090
5893 | Finished Good | Low Voltage Standoff Insulators | Thermoset DMC/BMC Insulators | Round Hexagonal Insulator | 289 | PD50RH35-AL (Special Round Hex AF-50mm x 35mm - AL Insert ) | 5893 | 3005178 | 85381090
5892 | Finished Good | Low Voltage Standoff Insulators | Thermoset DMC/BMC Insulators | Conical Insulators | 106 | PD4C-845-MS (Combi Insualtor M8 x 45mm - MS Insert ) | 5892 | 3006550 | 85381090
5891 | Finished Good | Low Voltage Standoff Insulators | Thermoset DMC/BMC Insulators | Conical Insulators | 106 | PD4C-628-MS (Combi Insualtor M6 x 28mm - MS Insert ) | 5891 | 3006551 | 85381090
5890 | By Product | THERMOSET SCRAP | DMC/BMC SCRAP | PD20 SCRAP | 246 | PD-20 US SCRAP (Powermat DMC SCRAP -20US RED) | 5890 | 2009055 | 85381090
5889 | Out Sourced / Processed Material | THERMOSET MATERIAL | DMC/BMC | PD20 | 245 | PD-20 US (Powermat DMC-20 US RED) | 5889 | 2001014 | 85381090
5888 | By Product | THERMOSET SCRAP | DMC/BMC SCRAP | PD20 SCRAP | 246 | PD-20 RD SCRAP (Powermat DMC SCRAP -20RED) | 5888 | 2009057 | 85381090
5887 | Out Sourced / Processed Material | THERMOSET MATERIAL | DMC/BMC | PD20 | 245 | PD-20 RD (Powermat DMC-20 RED) | 5887 | 2001016 | 85381090
5886 | By Product | THERMOSET SCRAP | DMC/BMC SCRAP | PD20 SCRAP | 246 | PD-20 IV SCRAP (Powermat DMC SCRAP -20IVORY) | 5886 | 2009056 | 85381090
5885 | Out Sourced / Processed Material | THERMOSET MATERIAL | DMC/BMC | PD20 | 245 | PD-20 IV (Powermat DMC-20 IVORY) | 5885 | 2001015 | 85381090
5884 | By Product | THERMOSET SCRAP | DMC/BMC SCRAP | PD20 SCRAP | 246 | PD-20 GR SCRAP (Powermat DMC SCRAP -20GREY) | 5884 | 2009052 | 85381090
5883 | Out Sourced / Processed Material | THERMOSET MATERIAL | DMC/BMC | PD20 | 245 | PD-20 GR (Powermat DMC-20 GREY) | 5883 | 2001011 | 85381090
5882 | By Product | THERMOSET SCRAP | DMC/BMC SCRAP | PD20 SCRAP | 246 | PD-20 BR SCRAP (Powermat DMC SCRAP -20BROWN) | 5882 | 2009053 | 85381090
5881 | Out Sourced / Processed Material | THERMOSET MATERIAL | DMC/BMC | PD20 | 245 | PD-20 BR (Powermat DMC-20 BROWN) | 5881 | 2001012 | 85381090
5880 | By Product | THERMOSET SCRAP | DMC/BMC SCRAP | PD20 SCRAP | 246 | PD-20 BL SCRAP (Powermat DMC SCRAP -20BLACK) | 5880 | 2009054 | 85381090
5879 | Out Sourced / Processed Material | THERMOSET MATERIAL | DMC/BMC | PD20 | 245 | PD-20 BL (Powermat DMC-20 BLACK) | 5879 | 2001013 | 85381090
5878 | Finished Good | Pultruded Products | Standard & Fabricated Pultruted Products | ABB- Polyester Grey (C Angle) | 74 | PCS200 (GAP BARRIER) | 5878 | 3003846 | 85381090
5877 | Raw Material | Thermoset RM | DMC/SMC Raw Material | Additive | 79 | PC RED (PC RED) | 5877 | 1001147 | 85381090
5876 | By Product | Thermoplastic SCRAP | Injection molding scrap | POLYCARBONATE | 253 | PC INFINO SC 1220UR SCRAP (PC INFINO SC 1220UR) | 5876 | 2009021 | 85381090
5875 | Raw Material | Thermoplastic RM | Injection molding RM | POLYCARBONATE | 252 | PC INFINO SC 1220UR (PC INFINO SC 1220UR) | 5875 | 1001031 | 39074000
5874 | Out Sourced / Processed Material | THERMOSET MATERIAL | Consumable | CT CASE | 113 | PC 3(Window 170/90) RED Male (RESIN CAST TERMINAL - SP 3 (ID 170/90)) | 5874 | 2001120 | 85381090
5873 | Out Sourced / Processed Material | THERMOSET MATERIAL | Consumable | CT CASE | 113 | PC 3(Window 170/90) RED Female (RESIN CAST TERMINAL - SP 3 (ID 170/90)) | 5873 | 2001119 | 85381090
5872 | Out Sourced / Processed Material | THERMOSET MATERIAL | Consumable | CT CASE | 113 | PC 3(Window 170/90) RED (Rctn RESIN CAST TERMINAL - PC 2 (ID 105/37)) | 5872 | 2001112 | 85381090
5871 | Out Sourced / Processed Material | THERMOSET MATERIAL | Consumable | CT CASE | 113 | PC 3(Window 170/90) BLACK male (ENCAPSULATED TERMINAL - SP 3 (ID 170/90)) | 5871 | 2001116 | 85381090
5870 | Out Sourced / Processed Material | THERMOSET MATERIAL | Consumable | CT CASE | 113 | PC 3(Window 170/90) BLACK Female (ENCAPSULATED TERMINAL - SP 3 (ID 170/90)) | 5870 | 2001115 | 85381090
5869 | Out Sourced / Processed Material | THERMOSET MATERIAL | Consumable | CT CASE | 113 | PC 3(Window 170/90) BLACK (Rctn ENCAPSULATED CASE TERMINAL - PC 2 (ID 105/37)) | 5869 | 2001109 | 85381090
5868 | Out Sourced / Processed Material | THERMOSET MATERIAL | Consumable | CT CASE | 113 | PC 2(Window 155/50) RED (RESIN CAST TERMINAL - SP 2 (ID 155/50)) | 5868 | 2001121 | 85381090
5867 | Out Sourced / Processed Material | THERMOSET MATERIAL | Consumable | CT CASE | 113 | PC 2(Window 155/50) RED (Rctn RESIN CAST TERMINAL - PC 3 (ID 155/50)) | 5867 | 2001113 | 85381090
5866 | Out Sourced / Processed Material | THERMOSET MATERIAL | Consumable | CT CASE | 113 | PC 2(Window 155/50) BLACK (Rctn ENCAPSULATED CASE TERMINAL - PC 3 (ID 155/50)) | 5866 | 2001110 | 85381090
5865 | Out Sourced / Processed Material | THERMOSET MATERIAL | Consumable | CT CASE | 113 | PC 2(Window 155/50) BLACK (ENCAPSULATED TERMINAL - SP 2 (ID 155/50)) | 5865 | 2001117 | 85381090
5864 | Out Sourced / Processed Material | THERMOSET MATERIAL | Consumable | CT CASE | 113 | PC 1(Window 42) RED (RING RESIN CAST TERMINAL - PC 1 (ID 42)) | 5864 | 2001108 | 85381090
5863 | Out Sourced / Processed Material | THERMOSET MATERIAL | Consumable | CT CASE | 113 | PC 1(Window 42) BLACK (RING ENCAPSULATED CASE TERMINAL - PC 1 (ID 42)) | 5863 | 2001107 | 85381090
5862 | Out Sourced / Processed Material | THERMOSET MATERIAL | Consumable | CT CASE | 113 | PC 1 (Window 105/37) RED (RESIN CAST TERMINAL - SP 1 (ID 105/37)) | 5862 | 2001122 | 85381090
5861 | Out Sourced / Processed Material | THERMOSET MATERIAL | Consumable | CT CASE | 113 | PC 1 (Window 105/37) RED (Rctn RESIN CAST TERMINAL - PC 4 (ID 170/90)) | 5861 | 2001114 | 85381090
5860 | Out Sourced / Processed Material | THERMOSET MATERIAL | Consumable | CT CASE | 113 | PC 1 (Window 105/37) BLACK (Rctn ENCAPSULATED CASE TERMINAL - PC 4 (ID 170/90)) | 5860 | 2001111 | 85381090
5859 | Out Sourced / Processed Material | THERMOSET MATERIAL | Consumable | CT CASE | 113 | PC 1 (Window 105/37) BLACK (ENCAPSULATED TERMINAL - SP 1 (ID 105/37)) | 5859 | 2001118 | 85381090
5858 | By Product | Thermoplastic SCRAP | Injection molding scrap | Engineered Plastic | 154 | PBT- 30% 4130 SCRAP (PBT- 30% 4130) | 5858 | 2009022 | 85381090
5857 | Raw Material | Thermoplastic RM | Injection molding RM | Engineered Plastic | 153 | PBT- 30% 4130 (PBT- 30% 4130) | 5857 | 1001032 | 85381090
5856 | Raw Material | Thermoset RM | DMC/SMC Raw Material | Additive | 79 | PBQ SOLUTION (PBQ SOLUTION) | 5856 | 1001148 | 85381090
5855 | Raw Material | Thermoset RM | DMC/SMC Raw Material | Additive | 79 | P-BENZOQUINONE (P-BENZOQUINONE) | 5855 | 1001149 | 85381090
5854 | Raw Material | Thermoset RM | DMC/SMC Raw Material | Additive | 79 | PATADD DA-1802 (PATADD DA-1802) | 5854 | 1001150 | 85381090
5853 | Finished Good | Low Voltage Busbar Supports & Connector | Polyamide Busbar Supports & Connector | Polyamide T Supports | 334 | PAT85-V0 (T-Type support 85mm-V0 BK ) | 5853 | 3004441 | 85381090
5852 | Finished Good | Low Voltage Busbar Supports & Connector | Polyamide Busbar Supports & Connector | Polyamide T Supports | 334 | PAT85-HB (T-Type support 85mm-HB NC ) | 5852 | 3004439 | 85381090
5851 | Finished Good | Low Voltage Busbar Supports & Connector | Polyamide Busbar Supports & Connector | Polyamide T Supports | 334 | PAT125-V0 (T-Type support 125mm-V0) | 5851 | 3004442 | 85381090
5850 | Finished Good | Low Voltage Busbar Supports & Connector | Polyamide Busbar Supports & Connector | Polyamide T Supports | 334 | PAT125-HB (T-Type support 125mm-HB NC ) | 5850 | 3004440 | 85381090
5849 | Finished Good | Low Voltage Busbar Supports & Connector | Polyamide Busbar Supports & Connector | DINRAIL Mounted Neutral Link | 338 | PANL-63A (Modular Neutral Link 63 Ampere - Plastic - Black colour ) | 5849 | 3004736 | 85381090
5848 | Finished Good | Low Voltage Busbar Supports & Connector | Polyamide Busbar Supports & Connector | DINRAIL Mounted Neutral Link | 338 | PANL-32A (Modular Neutral Link 32 Ampere - Plastic - Black colour ) | 5848 | 3004737 | 85381090
5847 | Finished Good | Low Voltage Busbar Supports & Connector | Polyamide Busbar Supports & Connector | Polyamide Grip Supports | 333 | PAGP-510-V0 (PA Grip Support for 5 run of 10mm busbar-V0 BK ) | 5847 | 3004456 | 85381090
5846 | Finished Good | Low Voltage Busbar Supports & Connector | Polyamide Busbar Supports & Connector | Polyamide Grip Supports | 333 | PAGP-510-HB (PA Grip Support for 5 run of 10mm busbar-HB NC ) | 5846 | 3004468 | 85381090
5845 | Finished Good | Low Voltage Busbar Supports & Connector | Polyamide Busbar Supports & Connector | Polyamide Grip Supports | 333 | PAGP-507-V0 (PA Grip Support for 5 run of 6mm busbar-V0 BK ) | 5845 | 3004457 | 85381090
5844 | Finished Good | Low Voltage Busbar Supports & Connector | Polyamide Busbar Supports & Connector | Polyamide Grip Supports | 333 | PAGP-507-HB (PA Grip Support for 5 run of 6mm busbar-HB NC ) | 5844 | 3004469 | 85381090
5843 | Finished Good | Low Voltage Busbar Supports & Connector | Polyamide Busbar Supports & Connector | Polyamide Grip Supports | 333 | PAGP-505-V0 (PA Grip Support for 5 run of 5mm busbar-V0 BK ) | 5843 | 3004458 | 85381090
5842 | Finished Good | Low Voltage Busbar Supports & Connector | Polyamide Busbar Supports & Connector | Polyamide Grip Supports | 333 | PAGP-505-HB (PA Grip Support for 5 run of 5mm busbar-HB NC ) | 5842 | 3004470 | 85381090
5841 | Finished Good | Low Voltage Busbar Supports & Connector | Polyamide Busbar Supports & Connector | Polyamide Grip Supports | 333 | PAGP-410-V0 (PA Grip Support for 4 run of 10mm busbar-V0 BK ) | 5841 | 3004459 | 85381090
5840 | Finished Good | Low Voltage Busbar Supports & Connector | Polyamide Busbar Supports & Connector | Polyamide Grip Supports | 333 | PAGP-410-HB (PA Grip Support for 4 run of 10mm busbar-HB NC ) | 5840 | 3004471 | 85381090
5839 | Finished Good | Low Voltage Busbar Supports & Connector | Polyamide Busbar Supports & Connector | Polyamide Grip Supports | 333 | PAGP-407-V0 (PA Grip Support for 4 run of 6mm busbar-V0 BK ) | 5839 | 3004460 | 85381090
5838 | Finished Good | Low Voltage Busbar Supports & Connector | Polyamide Busbar Supports & Connector | Polyamide Grip Supports | 333 | PAGP-407-HB (PA Grip Support for 4 run of 6mm busbar-HB NC ) | 5838 | 3004472 | 85381090
5837 | Finished Good | Low Voltage Busbar Supports & Connector | Polyamide Busbar Supports & Connector | Polyamide Finger Supports | 332 | PAGP-310-V0 (PA Grip Support for 3 run of 10mm busbar-V0 BK ) | 5837 | 3004461 | 85381090
5836 | Finished Good | Low Voltage Busbar Supports & Connector | Polyamide Busbar Supports & Connector | Polyamide Finger Supports | 332 | PAGP-310-HB (PA Grip Support for 3 run of 10mm busbar-HB NC ) | 5836 | 3004473 | 85381090
5835 | Finished Good | Low Voltage Busbar Supports & Connector | Polyamide Busbar Supports & Connector | Polyamide Grip Supports | 333 | PAGP-307-V0 (PA Grip Support for 3 run of 6mm busbar-V0 BK ) | 5835 | 3004462 | 85381090
5834 | Finished Good | Low Voltage Busbar Supports & Connector | Polyamide Busbar Supports & Connector | Polyamide Grip Supports | 333 | PAGP-307-HB (PA Grip Support for 3 run of 6mm busbar-HB NC) | 5834 | 3004474 | 85381090
5833 | Finished Good | Low Voltage Busbar Supports & Connector | Polyamide Busbar Supports & Connector | Polyamide Grip Supports | 333 | PAGP-212-V0 (PA Grip Support for 2 run of 10mm busbar-V0 BK ) | 5833 | 3004463 | 85381090
5832 | Finished Good | Low Voltage Busbar Supports & Connector | Polyamide Busbar Supports & Connector | Polyamide Grip Supports | 333 | PAGP-212-HB (PA Grip Support for 2 run of 10mm busbar-HB NC ) | 5832 | 3004475 | 85381090
5831 | Finished Good | Low Voltage Busbar Supports & Connector | Polyamide Busbar Supports & Connector | Polyamide Grip Supports | 333 | PAGP-210-V0 (PA Grip Support for 2 run of 10mm busbar-V0 BK ) | 5831 | 3004464 | 85381090
5830 | Finished Good | Low Voltage Busbar Supports & Connector | Polyamide Busbar Supports & Connector | Polyamide Grip Supports | 333 | PAGP-210-HB (PA Grip Support for 2 run of 10mm busbar-HB NC ) | 5830 | 3004476 | 85381090
5829 | Finished Good | Low Voltage Busbar Supports & Connector | Polyamide Busbar Supports & Connector | Polyamide Grip Supports | 333 | PAGP-207-V0 (PA Grip Support for 2 run of 6mm busbar-V0 BK ) | 5829 | 3004465 | 85381090
5828 | Finished Good | Low Voltage Busbar Supports & Connector | Polyamide Busbar Supports & Connector | Polyamide Grip Supports | 333 | PAGP-207-HB (PA Grip Support for 2 run of 6mm busbar-HB NC ) | 5828 | 3004477 | 85381090
5827 | Finished Good |  |  |  | 244 | PAGP-112-V0 (PA Grip Support for 1 run of 12mm busbar-V0 Black Color ) | 5827 | 3004466 | 85381090
5826 | Finished Good |  |  |  | 243 | PAGP-112-HB (PA Grip Support for 1 run of 12mm busbar-HB Natural Color ) | 5826 | 3004478 | 85381090
5825 | Finished Good |  |  |  | 244 | PAGP-110-V0 (PA Grip Support for 1 run of 10mm busbar-V0 Black Color ) | 5825 | 3004467 | 85381090
5824 | Finished Good |  |  |  | 243 | PAGP-110-HB (PA Grip Support for 1 run of 10mm busbar-HB Natural Color ) | 5824 | 3004479 | 85381090
5823 | Finished Good | Pultruded Products | Standard & Fabricated Pultruted Products | FRP Angle Series | 156 | PA755010 (Pultruted Angle : L1 : 75mm - L2 : 50mm - Thickness : 10.0mm) | 5823 | 3004700 | 85381090
5822 | By Product | Thermoplastic SCRAP | Injection molding scrap | NYLON | 225 | PA6 15% GF BLACK SCRAP (PA6 15% GF BLACK (OSAMIDE BRG)) | 5822 | 2009023 | 85381090
5821 | Raw Material | Thermoplastic RM | Injection molding RM | NYLON | 224 | PA6 15% GF BLACK (OSAMIDE BRG) (PA6 15% GF BLACK (OSAMIDE BRG)) | 5821 | 1001033 | 85381090
5820 | Finished Good | Pultruded Products | Standard & Fabricated Pultruted Products | FRP Angle Series | 156 | PA505006 (Pultruted Angle : L1 : 50mm - L2 : 50mm - Thickness : 6.0mm) | 5820 | 3004701 | 85381090
5819 | Finished Good | Pultruded Products | Standard & Fabricated Pultruted Products | FRP Angle Series | 156 | PA404005 (Pultruted Angle : L1 : 40mm - L2 : 40mm - Thickness : 5.0mm) | 5819 | 3004702 | 85381090
5818 | Finished Good | Pultruded Products | Standard & Fabricated Pultruted Products | FRP Angle Series | 156 | PA353505 (Pultruted Angle : L1 : 35mm - L2 : 35mm - Thickness : 5.0mm) | 5818 | 3004703 | 85381090
5817 | Finished Good | Low Voltage Standoff Insulators | Polyamide Insulator | Polyamide Round Hexagonal Insulator | 319 | PA30RH870 (M8)-V0 (PA30RH Type Standoff Insulators M8 x 70mm -V0 Grade - MS Insert ) | 5817 | 3004569 | 85381090
5816 | Finished Good | Low Voltage Standoff Insulators | Polyamide Insulator | Polyamide Round Hexagonal Insulator | 319 | PA30RH870 (M8)-HB (PA30RH Type Standoff Insulators M8 x 70mm -HB Grade - MS Insert ) | 5816 | 3004530 | 85381090
5815 | Finished Good | Low Voltage Standoff Insulators | Polyamide Insulator | Polyamide Round Hexagonal Insulator | 319 | PA30RH865 (M8)-V0 (PA30RH Type Standoff Insulators M8 x 65mm -V0 Grade - MS Insert ) | 5815 | 3004570 | 85381090
5814 | Finished Good | Low Voltage Standoff Insulators | Polyamide Insulator | Polyamide Round Hexagonal Insulator | 319 | PA30RH865 (M8)-HB (PA30RH Type Standoff Insulators M8 x 65mm -HB Grade - MS Insert ) | 5814 | 3004531 | 85381090
5813 | Finished Good | Low Voltage Standoff Insulators | Polyamide Insulator | Polyamide Round Hexagonal Insulator | 319 | PA30RH860 (M8)-V0 (PA30RH Type Standoff Insulators M8 x 60mm -V0 Grade - MS Insert ) | 5813 | 3004571 | 85381090
5812 | Finished Good | Low Voltage Standoff Insulators | Polyamide Insulator | Polyamide Round Hexagonal Insulator | 319 | PA30RH860 (M8)-HB (PA30RH Type Standoff Insulators M8 x 60mm -HB Grade - MS Insert ) | 5812 | 3004532 | 85381090
5811 | Finished Good | Low Voltage Standoff Insulators | Polyamide Insulator | Polyamide Round Hexagonal Insulator | 319 | PA30RH855 (M8)-V0 (PA30RH Type Standoff Insulators M8 x 55mm -V0 Grade - MS Insert ) | 5811 | 3004572 | 85381090
5810 | Finished Good | Low Voltage Standoff Insulators | Polyamide Insulator | Polyamide Round Hexagonal Insulator | 319 | PA30RH855 (M8)-HB (PA30RH Type Standoff Insulators M8 x 55mm -HB Grade - MS Insert ) | 5810 | 3004533 | 85381090
5809 | Finished Good | Low Voltage Standoff Insulators | Polyamide Insulator | Polyamide Round Hexagonal Insulator | 319 | PA30RH850 (M8)-V0 (PA30RH Type Standoff Insulators M8 x 50mm -V0 Grade - MS Insert ) | 5809 | 3004573 | 85381090
5808 | Finished Good | Low Voltage Standoff Insulators | Polyamide Insulator | Polyamide Round Hexagonal Insulator | 319 | PA30RH850 (M8)-HB (PA30RH Type Standoff Insulators M8 x 50mm -HB Grade - MS Insert ) | 5808 | 3004534 | 85381090
5807 | Finished Good | Low Voltage Standoff Insulators | Polyamide Insulator | Polyamide Round Hexagonal Insulator | 319 | PA30RH845 (M8)-V0 (PA30RH Type Standoff Insulators M8 x 45mm -V0 Grade - MS Insert ) | 5807 | 3004574 | 85381090
5806 | Finished Good | Low Voltage Standoff Insulators | Polyamide Insulator | Polyamide Round Hexagonal Insulator | 319 | PA30RH845 (M8)-HB (PA30RH Type Standoff Insulators M8 x 45mm -HB Grade - MS Insert ) | 5806 | 3004535 | 85381090
5805 | Finished Good | Low Voltage Standoff Insulators | Polyamide Insulator | Polyamide Round Hexagonal Insulator | 319 | PA30RH840 (M8)-V0 (PA30RH Type Standoff Insulators M8 x 40mm -V0 Grade - MS Insert ) | 5805 | 3004575 | 85381090
5804 | Finished Good | Low Voltage Standoff Insulators | Polyamide Insulator | Polyamide Round Hexagonal Insulator | 319 | PA30RH840 (M8)-HB (PA30RH Type Standoff Insulators M8 x 40mm -HB Grade - MS Insert ) | 5804 | 3004536 | 85381090
5803 | Finished Good | Low Voltage Standoff Insulators | Polyamide Insulator | Polyamide Round Hexagonal Insulator | 319 | PA30RH835 (M8)-V0 (PA30RH Type Standoff Insulators M8 x 35mm -V0 Grade - MS Insert ) | 5803 | 3004576 | 85381090
5802 | Finished Good | Low Voltage Standoff Insulators | Polyamide Insulator | Polyamide Round Hexagonal Insulator | 319 | PA30RH835 (M8)-HB (PA30RH Type Standoff Insulators M8 x 35mm -HB Grade - MS Insert ) | 5802 | 3004537 | 85381090
5801 | Finished Good | Low Voltage Standoff Insulators | Polyamide Insulator | Polyamide Round Hexagonal Insulator | 319 | PA30RH830 (M8)-V0 (PA30RH Type Standoff Insulators M8 x 30mm -V0 Grade - MS Insert ) | 5801 | 3004577 | 85381090
5800 | Finished Good | Low Voltage Standoff Insulators | Polyamide Insulator | Polyamide Round Hexagonal Insulator | 319 | PA30RH830 (M8)-HB (PA30RH Type Standoff Insulators M8 x 30mm -HB Grade - MS Insert ) | 5800 | 3004538 | 85381090
5799 | Finished Good | Low Voltage Standoff Insulators | Polyamide Insulator | Polyamide Round Hexagonal Insulator | 319 | PA30RH670 (M6)-V0 (PA30RH Type Standoff Insulators M6 x 70mm -V0 Grade - MS Insert ) | 5799 | 3004578 | 85381090
5798 | Finished Good | Low Voltage Standoff Insulators | Polyamide Insulator | Polyamide Round Hexagonal Insulator | 319 | PA30RH670 (M6)-HB (PA30RH Type Standoff Insulators M6 x 70mm -HB Grade - MS Insert ) | 5798 | 3004539 | 85381090
5797 | Finished Good | Low Voltage Standoff Insulators | Polyamide Insulator | Polyamide Round Hexagonal Insulator | 319 | PA30RH665 (M6)-V0 (PA30RH Type Standoff Insulators M6 x 65mm -V0 Grade - MS Insert ) | 5797 | 3004579 | 85381090
5796 | Finished Good | Low Voltage Standoff Insulators | Polyamide Insulator | Polyamide Round Hexagonal Insulator | 319 | PA30RH665 (M6)-HB (PA30RH Type Standoff Insulators M6 x 65mm -HB Grade - MS Insert ) | 5796 | 3004540 | 85381090
5795 | Finished Good | Low Voltage Standoff Insulators | Polyamide Insulator | Polyamide Round Hexagonal Insulator | 319 | PA30RH660 (M6)-V0 (PA30RH Type Standoff Insulators M6 x 60mm -V0 Grade - MS Insert ) | 5795 | 3004580 | 85381090
5794 | Finished Good | Low Voltage Standoff Insulators | Polyamide Insulator | Polyamide Round Hexagonal Insulator | 319 | PA30RH660 (M6)-HB (PA30RH Type Standoff Insulators M6 x 60mm -HB Grade - MS Insert ) | 5794 | 3004541 | 85381090
5793 | Finished Good | Low Voltage Standoff Insulators | Polyamide Insulator | Polyamide Round Hexagonal Insulator | 319 | PA30RH655 (M6)-V0 (PA30RH Type Standoff Insulators M6 x 55mm -V0 Grade - MS Insert ) | 5793 | 3004581 | 85381090
5792 | Finished Good | Low Voltage Standoff Insulators | Polyamide Insulator | Polyamide Round Hexagonal Insulator | 319 | PA30RH655 (M6)-HB (PA30RH Type Standoff Insulators M6 x 55mm -HB Grade - MS Insert ) | 5792 | 3004542 | 85381090
5791 | Finished Good | Low Voltage Standoff Insulators | Polyamide Insulator | Polyamide Round Hexagonal Insulator | 319 | PA30RH650 (M6)-V0 (PA30RH Type Standoff Insulators M6 x 50mm -V0 Grade - MS Insert ) | 5791 | 3004582 | 85381090
5790 | Finished Good | Low Voltage Standoff Insulators | Polyamide Insulator | Polyamide Round Hexagonal Insulator | 319 | PA30RH650 (M6)-HB (PA30RH Type Standoff Insulators M6 x 50mm -HB Grade - MS Insert ) | 5790 | 3004543 | 85381090
5789 | Finished Good | Low Voltage Standoff Insulators | Polyamide Insulator | Polyamide Round Hexagonal Insulator | 319 | PA30RH645 (M6)-V0 (PA30RH Type Standoff Insulators M6 x 45mm -V0 Grade - MS Insert ) | 5789 | 3004583 | 85381090
5788 | Finished Good | Low Voltage Standoff Insulators | Polyamide Insulator | Polyamide Round Hexagonal Insulator | 319 | PA30RH645 (M6)-HB (PA30RH Type Standoff Insulators M6 x 45mm -HB Grade - MS Insert ) | 5788 | 3004544 | 85381090
5787 | Finished Good | Low Voltage Standoff Insulators | Polyamide Insulator | Polyamide Round Hexagonal Insulator | 319 | PA30RH640 (M6)-V0 (PA30RH Type Standoff Insulators M6 x 40mm -V0 Grade - MS Insert ) | 5787 | 3004584 | 85381090
5786 | Finished Good | Low Voltage Standoff Insulators | Polyamide Insulator | Polyamide Round Hexagonal Insulator | 319 | PA30RH640 (M6)-HB (PA30RH Type Standoff Insulators M6 x 40mm -HB Grade - MS Insert ) | 5786 | 3004545 | 85381090
5785 | Finished Good | Low Voltage Standoff Insulators | Polyamide Insulator | Polyamide Round Hexagonal Insulator | 319 | PA30RH635 (M6)-V0 (PA30RH Type Standoff Insulators M6 x 35mm -V0 Grade - MS Insert ) | 5785 | 3004585 | 85381090
5784 | Finished Good | Low Voltage Standoff Insulators | Polyamide Insulator | Polyamide Round Hexagonal Insulator | 319 | PA30RH635 (M6)-HB (PA30RH Type Standoff Insulators M6 x 35mm -HB Grade - MS Insert ) | 5784 | 3004546 | 85381090
5783 | Finished Good | Low Voltage Standoff Insulators | Polyamide Insulator | Polyamide Round Hexagonal Insulator | 319 | PA30RH630 (M6)-V0 (PA30RH Type Standoff Insulators M6 x 30mm -V0 Grade - MS Insert ) | 5783 | 3004586 | 85381090
5782 | Finished Good | Low Voltage Standoff Insulators | Polyamide Insulator | Polyamide Round Hexagonal Insulator | 319 | PA30RH630 (M6)-HB (PA30RH Type Standoff Insulators M6 x 30mm -HB Grade - MS Insert ) | 5782 | 3004547 | 85381090
5781 | By Product | Thermoplastic SCRAP | Injection molding scrap | NYLON | 225 | PA3021 PFR BLACK SCRAP (PA3021 PFR BLACK) | 5781 | 2009024 | 85381090
5780 | Raw Material | Thermoplastic RM | Injection molding RM | NYLON | 224 | PA3021 PFR BLACK (PA3021 PFR BLACK) | 5780 | 1001034 | 39080000
5779 | Finished Good | Low Voltage Standoff Insulators | Polyamide Insulator | Polyamide Round Hexagonal Insulator | 319 | PA21RH850 (M8)-V0 (PA21RH Type Standoff Insulators M8 x 50mm -V0 Grade - MS Insert ) | 5779 | 3004587 | 85381090
5778 | Finished Good | Low Voltage Standoff Insulators | Polyamide Insulator | Polyamide Round Hexagonal Insulator | 319 | PA21RH850 (M8)-HB (PA21RH Type Standoff Insulators M8 x 50mm -HB Grade - MS Insert ) | 5778 | 3004548 | 85381090
5777 | Finished Good | Low Voltage Standoff Insulators | Polyamide Insulator | Polyamide Round Hexagonal Insulator | 319 | PA21RH845 (M8)-V0 (PA21RH Type Standoff Insulators M8 x 45mm -V0 Grade - MS Insert ) | 5777 | 3004588 | 85381090
5776 | Finished Good | Low Voltage Standoff Insulators | Polyamide Insulator | Polyamide Round Hexagonal Insulator | 319 | PA21RH845 (M8)-HB (PA21RH Type Standoff Insulators M8 x 45mm -HB Grade - MS Insert ) | 5776 | 3004549 | 85381090
5775 | Finished Good | Low Voltage Standoff Insulators | Polyamide Insulator | Polyamide Round Hexagonal Insulator | 319 | PA21RH840 (M8)-V0 (PA21RH Type Standoff Insulators M8 x 40mm -V0 Grade - MS Insert ) | 5775 | 3004589 | 85381090
5774 | Finished Good | Low Voltage Standoff Insulators | Polyamide Insulator | Polyamide Round Hexagonal Insulator | 319 | PA21RH840 (M8)-HB (PA21RH Type Standoff Insulators M8 x 40mm -HB Grade - MS Insert ) | 5774 | 3004550 | 85381090
5773 | Finished Good | Low Voltage Standoff Insulators | Polyamide Insulator | Polyamide Round Hexagonal Insulator | 319 | PA21RH835 (M8)-V0 (PA21RH Type Standoff Insulators M8 x 35mm -V0 Grade - MS Insert ) | 5773 | 3004590 | 85381090
5772 | Finished Good | Low Voltage Standoff Insulators | Polyamide Insulator | Polyamide Round Hexagonal Insulator | 319 | PA21RH835 (M8)-HB (PA21RH Type Standoff Insulators M8 x 35mm -HB Grade - MS Insert ) | 5772 | 3004551 | 85381090
5771 | Finished Good | Low Voltage Standoff Insulators | Polyamide Insulator | Polyamide Round Hexagonal Insulator | 319 | PA21RH830 (M8)-V0 (PA21RH Type Standoff Insulators M8 x 30mm -V0 Grade - MS Insert ) | 5771 | 3004591 | 85381090
5770 | Finished Good | Low Voltage Standoff Insulators | Polyamide Insulator | Polyamide Round Hexagonal Insulator | 319 | PA21RH830 (M8)-HB (PA21RH Type Standoff Insulators M8 x 30mm -HB Grade - MS Insert ) | 5770 | 3004552 | 85381090
5769 | Finished Good | Low Voltage Standoff Insulators | Polyamide Insulator | Polyamide Round Hexagonal Insulator | 319 | PA21RH825 (M8)-V0 (PA21RH Type Standoff Insulators M8 x 25mm -V0 Grade - MS Insert ) | 5769 | 3004592 | 85381090
5768 | Finished Good | Low Voltage Standoff Insulators | Polyamide Insulator | Polyamide Round Hexagonal Insulator | 319 | PA21RH825 (M8)-HB (PA21RH Type Standoff Insulators M8 x 25mm -HB Grade - MS Insert ) | 5768 | 3004553 | 85381090
5767 | Finished Good | Low Voltage Standoff Insulators | Polyamide Insulator | Polyamide Round Hexagonal Insulator | 319 | PA21RH820 (M8)-V0 (PA21RH Type Standoff Insulators M8 x 20mm -V0 Grade - MS Insert ) | 5767 | 3004593 | 85381090
5766 | Finished Good | Low Voltage Standoff Insulators | Polyamide Insulator | Polyamide Round Hexagonal Insulator | 319 | PA21RH820 (M8)-HB (PA21RH Type Standoff Insulators M8 x 20mm -HB Grade - MS Insert ) | 5766 | 3004554 | 85381090
5765 | Finished Good | Low Voltage Standoff Insulators | Polyamide Insulator | Polyamide Round Hexagonal Insulator | 319 | PA21RH650 (M6)-V0 (PA21RH Type Standoff Insulators M6 x 50mm -V0 Grade - MS Insert ) | 5765 | 3004594 | 85381090
5764 | Finished Good | Low Voltage Standoff Insulators | Polyamide Insulator | Polyamide Round Hexagonal Insulator | 319 | PA21RH650 (M6)-HB (PA21RH Type Standoff Insulators M6 x 50mm -HB Grade - MS Insert ) | 5764 | 3004555 | 85381090
5763 | Finished Good | Low Voltage Standoff Insulators | Polyamide Insulator | Polyamide Round Hexagonal Insulator | 319 | PA21RH645 (M6)-V0 (PA21RH Type Standoff Insulators M6 x 45mm -V0 Grade - MS Insert ) | 5763 | 3004595 | 85381090
5762 | Finished Good | Low Voltage Standoff Insulators | Polyamide Insulator | Polyamide Round Hexagonal Insulator | 319 | PA21RH645 (M6)-HB (PA21RH Type Standoff Insulators M6 x 45mm -HB Grade - MS Insert ) | 5762 | 3004556 | 85381090
5761 | Finished Good | Low Voltage Standoff Insulators | Polyamide Insulator | Polyamide Round Hexagonal Insulator | 319 | PA21RH640 (M6)-V0 (PA21RH Type Standoff Insulators M6 x 40mm -V0 Grade - MS Insert ) | 5761 | 3004596 | 85381090
5760 | Finished Good | Low Voltage Standoff Insulators | Polyamide Insulator | Polyamide Round Hexagonal Insulator | 319 | PA21RH640 (M6)-HB (PA21RH Type Standoff Insulators M6 x 40mm -HB Grade - MS Insert ) | 5760 | 3004557 | 85381090
5759 | Finished Good | Low Voltage Standoff Insulators | Polyamide Insulator | Polyamide Round Hexagonal Insulator | 319 | PA21RH635 (M6)-V0 (PA21RH Type Standoff Insulators M6 x 35mm -V0 Grade - MS Insert ) | 5759 | 3004597 | 85381090
5758 | Finished Good | Low Voltage Standoff Insulators | Polyamide Insulator | Polyamide Round Hexagonal Insulator | 319 | PA21RH635 (M6)-HB (PA21RH Type Standoff Insulators M6 x 35mm -HB Grade - MS Insert ) | 5758 | 3004558 | 85381090
5757 | Finished Good | Low Voltage Standoff Insulators | Polyamide Insulator | Polyamide Round Hexagonal Insulator | 319 | PA21RH630 (M6)-V0 (PA21RH Type Standoff Insulators M6 x 30mm -V0 Grade - MS Insert ) | 5757 | 3004598 | 85381090
5756 | Finished Good | Low Voltage Standoff Insulators | Polyamide Insulator | Polyamide Round Hexagonal Insulator | 319 | PA21RH630 (M6)-HB (PA21RH Type Standoff Insulators M6 x 30mm -HB Grade - MS Insert ) | 5756 | 3004559 | 85381090
5755 | Finished Good | Low Voltage Standoff Insulators | Polyamide Insulator | Polyamide Round Hexagonal Insulator | 319 | PA21RH625 (M6)-V0 (PA21RH Type Standoff Insulators M6 x 25mm -V0 Grade - MS Insert ) | 5755 | 3004599 | 85381090
5754 | Finished Good | Low Voltage Standoff Insulators | Polyamide Insulator | Polyamide Round Hexagonal Insulator | 319 | PA21RH625 (M6)-HB (PA21RH Type Standoff Insulators M6 x 25mm -HB Grade - MS Insert ) | 5754 | 3004560 | 85381090
5753 | Finished Good | Low Voltage Standoff Insulators | Polyamide Insulator | Polyamide Round Hexagonal Insulator | 319 | PA21RH620 (M6)-V0 (PA21RH Type Standoff Insulators M6 x 20mm -V0 Grade - MS Insert ) | 5753 | 3004600 | 85381090
5752 | Finished Good | Low Voltage Standoff Insulators | Polyamide Insulator | Polyamide Round Hexagonal Insulator | 319 | PA21RH620 (M6)-HB (PA21RH Type Standoff Insulators M6 x 20mm -HB Grade - MS Insert ) | 5752 | 3004561 | 85381090
5751 | Finished Good | Low Voltage Standoff Insulators | Polyamide Insulator | Polyamide Round Hexagonal Insulator | 319 | PA21RH550 (M5)-V0 (PA21RH Type Standoff Insulators M5 x 50mm -V0 Grade - MS Insert ) | 5751 | 3004601 | 85381090
5750 | Finished Good | Low Voltage Standoff Insulators | Polyamide Insulator | Polyamide Round Hexagonal Insulator | 319 | PA21RH550 (M5)-HB (PA21RH Type Standoff Insulators M5 x 50mm -HB Grade - MS Insert ) | 5750 | 3004562 | 85381090
5749 | Finished Good | Low Voltage Standoff Insulators | Polyamide Insulator | Polyamide Round Hexagonal Insulator | 319 | PA21RH545 (M5)-V0 (PA21RH Type Standoff Insulators M5 x 45mm -V0 Grade - MS Insert ) | 5749 | 3004602 | 85381090
5748 | Finished Good | Low Voltage Standoff Insulators | Polyamide Insulator | Polyamide Round Hexagonal Insulator | 319 | PA21RH545 (M5)-HB (PA21RH Type Standoff Insulators M5 x 45mm -HB Grade - MS Insert ) | 5748 | 3004563 | 85381090
5747 | Finished Good | Low Voltage Standoff Insulators | Polyamide Insulator | Polyamide Round Hexagonal Insulator | 319 | PA21RH540 (M5)-V0 (PA21RH Type Standoff Insulators M5 x 40mm -V0 Grade - MS Insert ) | 5747 | 3004603 | 85381090
5746 | Finished Good | Low Voltage Standoff Insulators | Polyamide Insulator | Polyamide Round Hexagonal Insulator | 319 | PA21RH540 (M5)-HB (PA21RH Type Standoff Insulators M5 x 40mm -HB Grade - MS Insert ) | 5746 | 3004564 | 85381090
5745 | Finished Good | Low Voltage Standoff Insulators | Polyamide Insulator | Polyamide Round Hexagonal Insulator | 319 | PA21RH535 (M5)-V0 (PA21RH Type Standoff Insulators M5 x 35mm -V0 Grade - MS Insert ) | 5745 | 3004604 | 85381090
5744 | Finished Good | Low Voltage Standoff Insulators | Polyamide Insulator | Polyamide Round Hexagonal Insulator | 319 | PA21RH535 (M5)-HB (PA21RH Type Standoff Insulators M5 x 35mm -HB Grade - MS Insert ) | 5744 | 3004565 | 85381090
5743 | Finished Good | Low Voltage Standoff Insulators | Polyamide Insulator | Polyamide Round Hexagonal Insulator | 319 | PA21RH530 (M5)-V0 (PA21RH Type Standoff Insulators M5 x 30mm -V0 Grade - MS Insert ) | 5743 | 3004605 | 85381090
5742 | Finished Good | Low Voltage Standoff Insulators | Polyamide Insulator | Polyamide Round Hexagonal Insulator | 319 | PA21RH530 (M5)-HB (PA21RH Type Standoff Insulators M5 x 30mm -HB Grade - MS Insert ) | 5742 | 3004566 | 85381090
5741 | Finished Good | Low Voltage Standoff Insulators | Polyamide Insulator | Polyamide Round Hexagonal Insulator | 319 | PA21RH525 (M5)-V0 (PA21RH Type Standoff Insulators M5 x 25mm -V0 Grade - MS Insert ) | 5741 | 3004606 | 85381090
5740 | Finished Good | Low Voltage Standoff Insulators | Polyamide Insulator | Polyamide Round Hexagonal Insulator | 319 | PA21RH525 (M5)-HB (PA21RH Type Standoff Insulators M5 x 25mm -HB Grade - MS Insert ) | 5740 | 3004567 | 85381090
5739 | Finished Good | Low Voltage Standoff Insulators | Polyamide Insulator | Polyamide Round Hexagonal Insulator | 319 | PA21RH520 (M5)-V0 (PA21RH Type Standoff Insulators M5 x 20mm -V0 Grade - MS Insert ) | 5739 | 3004607 | 85381090
5738 | Finished Good | Low Voltage Standoff Insulators | Polyamide Insulator | Polyamide Round Hexagonal Insulator | 319 | PA21RH520 (M5)-HB (PA21RH Type Standoff Insulators M5 x 20mm -HB Grade - MS Insert ) | 5738 | 3004568 | 85381090
5737 | Finished Good | Panel Accessories | Polyamide Locks for Panel | Square Head Series | 302 | PA 101-45545 (Square Head Lock 55mm x 45mm - Black ) | 5737 | 3004336 | 85381090
5736 | Finished Good | Panel Accessories | Polyamide Locks for Panel | Square Head Series | 302 | PA 101-45045 (Square Head Lock 50mm x 45mm - Black ) | 5736 | 3004337 | 85381090
5735 | Finished Good | Panel Accessories | Polyamide Locks for Panel | Square Head Series | 302 | PA 101-44545 (Square Head Lock 45mm x 45mm - Black ) | 5735 | 3004338 | 85381090
5734 | Finished Good | Panel Accessories | Polyamide Locks for Panel | Square Head Series | 302 | PA 101-44045 (Square Head Lock 40mm x 45mm - Black ) | 5734 | 3004339 | 85381090
5733 | Finished Good | Panel Accessories | Polyamide Locks for Panel | Square Head Series | 302 | PA 101-43545 (Square Head Lock 35mm x 45mm - Black ) | 5733 | 3004340 | 85381090
5732 | Finished Good | Panel Accessories | Polyamide Locks for Panel | Square Head Series | 302 | PA 101-43045 (Square Head Lock 30mm x 45mm - Black ) | 5732 | 3004341 | 85381090
5731 | Finished Good | Panel Accessories | Polyamide Locks for Panel | Square Head Series | 302 | PA 101-42545 (Square Head Lock 25mm x 45mm - Black ) | 5731 | 3004342 | 85381090
5730 | Finished Good | Panel Accessories | Polyamide Locks for Panel | Square Head Series | 302 | PA 101-42045 (Square Head Lock 20mm x 45mm - Black ) | 5730 | 3004343 | 85381090
5729 | Finished Good | Panel Accessories | Polyamide Locks for Panel | Traingle Head Series | 308 | PA 101-35545 (Triangle Head Lock 55mm x 45mm - Black ) | 5729 | 3004344 | 85381090
5728 | Finished Good | Panel Accessories | Polyamide Locks for Panel | Traingle Head Series | 308 | PA 101-35045 (Triangle Head Lock 50mm x 45mm - Black ) | 5728 | 3004345 | 85381090
5727 | Finished Good | Panel Accessories | Polyamide Locks for Panel | Traingle Head Series | 308 | PA 101-34545 (Triangle Head Lock 45mm x 45mm - Black ) | 5727 | 3004346 | 85381090
5726 | Finished Good | Panel Accessories | Polyamide Locks for Panel | Traingle Head Series | 308 | PA 101-34045 (Triangle Head Lock 40mm x 45mm - Black ) | 5726 | 3004347 | 85381090
5725 | Finished Good | Panel Accessories | Polyamide Locks for Panel | Traingle Head Series | 308 | PA 101-33545 (Triangle Head Lock 35mm x 45mm - Black ) | 5725 | 3004348 | 85381090
5724 | Finished Good | Panel Accessories | Polyamide Locks for Panel | Traingle Head Series | 308 | PA 101-33045 (Triangle Head Lock 30mm x 45mm - Black ) | 5724 | 3004349 | 85381090
5723 | Finished Good | Panel Accessories | Polyamide Locks for Panel | Traingle Head Series | 308 | PA 101-32545 (Triangle Head Lock 25mm x 45mm - Black ) | 5723 | 3004350 | 85381090
5722 | Finished Good | Panel Accessories | Polyamide Locks for Panel | Traingle Head Series | 308 | PA 101-32045 (Triangle Head Lock 20mm x 45mm - Black ) | 5722 | 3004351 | 85381090
5721 | Finished Good | Panel Accessories | Polyamide Locks for Panel | Point Head Series | 251 | PA 101-25545 (Point Head Lock 55mm x 45mm - Black ) | 5721 | 3004352 | 85381090
5720 | Finished Good | Panel Accessories | Polyamide Locks for Panel | Screw Driver Head Series | 292 | PA 101-25045 (Screw Driver Head Lock 50mm x 45mm - Black ) | 5720 | 3004361 | 85381090
5719 | Finished Good | Panel Accessories | Polyamide Locks for Panel | Point Head Series | 251 | PA 101-25045 (Point Head Lock 50mm x 45mm - Black ) | 5719 | 3004353 | 85381090
5718 | Finished Good | Panel Accessories | Polyamide Locks for Panel | Point Head Series | 251 | PA 101-24045 (Point Head Lock 40mm x 45mm - Black ) | 5718 | 3004355 | 85381090
5717 | Finished Good | Panel Accessories | Polyamide Locks for Panel | Point Head Series | 251 | PA 101-23545 (Point Head Lock 35mm x 45mm - Black ) | 5717 | 3004356 | 85381090
5716 | Finished Good | Panel Accessories | Polyamide Locks for Panel | Point Head Series | 251 | PA 101-23045 (Point Head Lock 30mm x 45mm - Black ) | 5716 | 3004357 | 85381090
5715 | Finished Good | Panel Accessories | Polyamide Locks for Panel | Point Head Series | 251 | PA 101-22545 (Point Head Lock 25mm x 45mm - Black ) | 5715 | 3004358 | 85381090
5714 | Finished Good | Panel Accessories | Polyamide Locks for Panel | Point Head Series | 251 | PA 101-22045 (Point Head Lock 20mm x 45mm - Black ) | 5714 | 3004359 | 85381090
5713 | Finished Good | Panel Accessories | Polyamide Locks for Panel | Screw Driver Head Series | 292 | PA 101-15545 (Screw Driver Head Lock 55mm x 45mm - Black ) | 5713 | 3004360 | 85381090
5712 | Finished Good | Panel Accessories | Polyamide Locks for Panel | Screw Driver Head Series | 292 | PA 101-14545 (Screw Driver Head Lock 45mm x 45mm - Black ) | 5712 | 3004362 | 85381090
5711 | Finished Good | Panel Accessories | Polyamide Locks for Panel | Screw Driver Head Series | 292 | PA 101-14045 (Screw Driver Head Lock 40mm x 45mm - Black ) | 5711 | 3004363 | 85381090
5710 | Finished Good | Panel Accessories | Polyamide Locks for Panel | Screw Driver Head Series | 292 | PA 101-13545 (Screw Driver Head Lock 35mm x 45mm - Black ) | 5710 | 3004364 | 85381090
5709 | Finished Good | Panel Accessories | Polyamide Locks for Panel | Screw Driver Head Series | 292 | PA 101-13045 (Screw Driver Head Lock 30mm x 45mm - Black ) | 5709 | 3004365 | 85381090
5708 | Finished Good | Panel Accessories | Polyamide Locks for Panel | Screw Driver Head Series | 292 | PA 101-12545 (Screw Driver Head Lock 25mm x 45mm - Black ) | 5708 | 3004366 | 85381090
5707 | Finished Good | Panel Accessories | Polyamide Locks for Panel | Screw Driver Head Series | 292 | PA 101-12045 (Screw Driver Head Lock 20mm x 45mm - Black ) | 5707 | 3004367 | 85381090
5706 | Finished Good | Panel Accessories | Polyamide Locks for Panel | Point Head Series | 251 | PA 101 -24545 (Point Head Lock 45mm x 45mm - Black ) | 5706 | 3004354 | 85381090
5705 | Raw Material | Packaging material | Packing boxes | Inner/Outer boxes | 212 | P-6 JALI (P-6 JALI) | 5705 | 1001273 | 85381090
5704 | Raw Material | Packaging material | Packing boxes | Inner/Outer boxes | 212 | P-6 wht inr (P-6 WHITE INNER) | 5704 | 1001274 | 85381090
5703 | Raw Material | Packaging material | Packing boxes | Inner/Outer boxes | 212 | P-5 wht inr (P-5 WHITE INNER) | 5703 | 1001275 | 85381090
5702 | Raw Material | Packaging material | Packing boxes | Inner/Outer boxes | 212 | P-4 JALI (P-4 JALI) | 5702 | 1001276 | 85381090
5701 | Raw Material | Packaging material | Packing boxes | Inner/Outer boxes | 212 | P-4 wht inr (P-4 WHITE INNER) | 5701 | 1001277 | 85381090
5700 | Raw Material | Packaging material | Packing boxes | Inner/Outer boxes | 212 | P-3 JALI (P-3 JALI) | 5700 | 1001278 | 85381090
5699 | Raw Material | Packaging material | Packing boxes | Inner/Outer boxes | 212 | P-3 wht inr (P-3 WHITE INNER) | 5699 | 1001279 | 85381090
5698 | Raw Material | Packaging material | Packing boxes | Inner/Outer boxes | 212 | P-2 JALI (P-2 JALI) | 5698 | 1001280 | 85381090
5697 | Raw Material | Packaging material | Packing boxes | Inner/Outer boxes | 212 | P-2 wht inr (P-2 WHITE INNER) | 5697 | 1001281 | 85381090
5696 | Raw Material | Packaging material | Packing boxes | Inner/Outer boxes | 212 | P-1 JALI (P-1 JALI) | 5696 | 1001282 | 85381090
5695 | Raw Material | Packaging material | Packing boxes | Inner/Outer boxes | 212 | P-1 wht inr (P-1 WHITE INNER) | 5695 | 1001283 | 85381090
5694 | By Product | Thermoplastic SCRAP | Injection molding scrap | NYLON | 225 | OSAMIDE BRG 3 NC SCRAP (OSAMIDE BRG 3 NC) | 5694 | 2009025 | 85381090
5693 | Raw Material | Thermoplastic RM | Injection molding RM | NYLON | 224 | OSAMIDE BRG 3 NC (OSAMIDE BRG 3 NC) | 5693 | 1001035 | 85381090
5692 | By Product | Thermoplastic SCRAP | Injection molding scrap | NYLON | 225 | OSAMIDE BEZ3 HI BK SCRAP (OSAMIDE BEZ3 HI BK) | 5692 | 2009026 | 85381090
5691 | Raw Material | Thermoplastic RM | Injection molding RM | NYLON | 224 | OSAMIDE BEZ3 HI BK (OSAMIDE BEZ3 HI BK) | 5691 | 1001036 | 85381090
5690 | By Product | Thermoplastic SCRAP | Injection molding scrap | NYLON | 225 | NYLONE PA FR66 SCRAP (NYLONE PA FR66) | 5690 | 2009027 | 85381090
5689 | Raw Material | Thermoplastic RM | Injection molding RM | NYLON | 224 | NYLONE PA FR66 (NYLONE PA FR66) | 5689 | 1001037 | 85381090
5688 | Raw Material | Thermoplastic RM | Injection molding RM | NYLON | 224 | NYLON SCRAP (NYLON SCRAP) | 5688 | 1001038 | 85381090
5687 | By Product | Thermoplastic SCRAP | Injection molding scrap | NYLON | 225 | NYLON SCRAP (NYLON SCRAP) | 5687 | 2009028 | 85381090
5686 | Raw Material | Thermoplastic RM | Injection molding RM | NYLON | 224 | NYLON MASTERBATCH BLACK (NYLON MASTERBATCH BLACK) | 5686 | 1001039 | 85381090
5685 | Raw Material | Machined Metal Parts | Metal Items | Consumable Items | 111 | NUT-M6(C) (NUT-M6(C)) | 5685 | 1001244 | 85381090
5684 | Raw Material | Machined Metal Parts | Metal Items | Consumable Items | 111 | NUT-M12(C) (NUT-M12(C)) | 5684 | 1001245 | 85381090
5683 | Raw Material | Machined Metal Parts | Metal Items | Consumable Items | 111 | NUT-M10(C) (NUT-M10(C)) | 5683 | 1001246 | 85381090
5682 | Raw Material | Machined Metal Parts | Metal Items | Consumable Items | 111 | NUT- M8(C) (NUT- M8(C)) | 5682 | 1001247 | 85381090
5681 | Raw Material | Component of Current Transformer | Consumables for Current Transformer | Consumable | 108 | NUT M4 CT (NUT M4 CT) | 5681 | 1001553 | 85381090
5680 | Raw Material | Machined Metal Parts | Metal Items | Consumable Items | 111 | NUT M4 (C) (NUT M4 (C)) | 5680 | 1001248 | 85381090
5679 | Out Sourced / Processed Material | Injection molded component | Consumable | NONC parts | 221 | NO-SLIDER GREEN (NO-SLIDER GREEN) | 5679 | 2001020 | 85381090
5678 | Raw Material | Component for Panel accessories | NONC RM | Consumable | 110 | NONC-SLIDER SPRING .23 (NONC-SLIDER SPRING .23) | 5678 | 1001001 | 85381090
5677 | Raw Material | Component for Panel accessories | NONC RM | Consumable | 110 | NONC-SCREW M6X28MM (NONC-SCREW M6X28MM) | 5677 | 1001002 | 85381090
5676 | Raw Material | Component for Panel accessories | NONC RM | Consumable | 110 | NONC-MOVABLE COPPER PATTI (NONC-MOVABLE COPPER PATTI) | 5676 | 1001003 | 85381090
5675 | Out Sourced / Processed Material | Injection molded component | Consumable | NONC parts | 221 | NONC-ELECTRICAL CONTACT SMALL (NONC-ELECTRICAL CONTACT SMALL) | 5675 | 2001021 | 85381090
5674 | Raw Material | Component for Panel accessories | NONC RM | Consumable | 110 | NONC- SCREW M3.5X8 HD (NONC- SCREW M3.5X8 HD) | 5674 | 1001004 | 85381090
5673 | Raw Material | Packaging material | Packing boxes | Inner/Outer boxes | 212 | NO-NC otr (NO-NC OUTER) | 5673 | 1001284 | 85381090
5672 | Raw Material | Packaging material | Packing boxes | Inner/Outer boxes | 212 | NO-NC inr (NO-NC INNER) | 5672 | 1001285 | 85381090
5671 | Raw Material | Component for Panel accessories | NONC RM | Consumable | 110 | NONC- COPPER PATTI (NONC- COPPER PATTI) | 5671 | 1001005 | 85381090
5670 | Out Sourced / Processed Material | Injection molded component | Consumable | NONC parts | 221 | NO-MAIN BODY GREEN (NO-MAIN BODY GREEN) | 5670 | 2001017 | 85381090
5669 | Raw Material | Component for Panel accessories | NONC RM | Consumable | 110 | NO-GREEN CONTACT BLOCK SPRING (NO-GREEN CONTACT BLOCK SPRING) | 5669 | 1001006 | 85381090
5668 | Raw Material | Component for Panel accessories | NONC RM | Consumable | 110 | NO- FIX COPPER PATTI (NO- FIX COPPER PATTI) | 5668 | 1001007 | 85381090
5667 | Finished Good | Low Voltage Busbar Supports & Connector | SMC/DMC Busbar Supports & Connector | Supports for Horizontal Busbars | 326 | NLS 12(M5) (Unipolar Support for Holding Busbars - H-30mm - DMC Red) | 5667 | 3004771 | 85381090
5666 | Out Sourced / Processed Material | Injection molded component | Consumable | NONC parts | 221 | NC-SLIDER RED (NC-SLIDER RED) | 5666 | 2001018 | 85381090
5665 | Raw Material | Component for Panel accessories | NONC RM | Consumable | 110 | NC-RED CONTACT BLOCK SPRING (NC-RED CONTACT BLOCK SPRING) | 5665 | 1001008 | 85381090
5664 | Out Sourced / Processed Material | Injection molded component | Consumable | NONC parts | 221 | NC-MAIN BODY RED (NC-MAIN BODY RED) | 5664 | 2001019 | 85381090
5663 | Raw Material | Component for Panel accessories | NONC RM | Consumable | 110 | NC-FIX COPPER PATTI (NC-FIX COPPER PATTI) | 5663 | 1001009 | 85381090
5662 | Finished Good | Low Voltage Standoff Insulators | Thermoset DMC/BMC Insulators | SCHNEIDER | 291 | NBBV51863-LV (20HH520 -Full Hex AF-20mm X 20mm - M5 MS Insert) | 5662 | 3003661 | 85381090
5661 | Finished Good | Low Voltage Standoff Insulators | Thermoset DMC/BMC Insulators | SCHNEIDER | 291 | NBBV51863 (20HH520 -Full Hex AF-20mm X 20mm - M5 MS Insert) | 5661 | 3003662 | 85381090
5660 | Finished Good | Medium Voltage Standoff Insulators | Thermoset DMC/BMC | 6.8 kV Series | 60 | MV9580-MS (6.8KV DMC Insulator D-95 x 80 mm - MS Insert ) | 5660 | 3006165 | 85381090
5659 | Finished Good | Medium Voltage Standoff Insulators | Thermoset DMC/BMC | 16 kV Series | 13 | MV90150-MS (16KV DMC Insulator D-90 x 150 mm - MS Insert ) | 5659 | 3006153 | 85381090
5658 | Finished Good | Medium Voltage Standoff Insulators | Thermoset DMC/BMC | 11 kV Series | 4 | MV90130-MS (Special 12KV DMC Insulator D-90 x 130 mm - MS Insert ) | 5658 | 3006155 | 85381090
5657 | Raw Material | Packaging material | Packing boxes | Inner/Outer boxes | 212 | MV859060 PRINT inr (MV859060 PRINT INNER) | 5657 | 1001286 | 85381090
5656 | Raw Material | Packaging material | Packing boxes | Inner/Outer boxes | 212 | MV859060 PRINT otr (MV859060 PRINT OUTER) | 5656 | 1001287 | 85381090
5655 | Raw Material | Packaging material | Packing boxes | Inner/Outer boxes | 212 | MV80300 PRINT inr (MV80300 PRINT INNER) | 5655 | 1001288 | 85381090
5654 | Raw Material | Packaging material | Packing boxes | Inner/Outer boxes | 212 | MV80300 PRINT otr (MV80300 PRINT OUTER) | 5654 | 1001289 | 85381090
5653 | Raw Material | Packaging material | Packing boxes | Inner/Outer boxes | 212 | MV77130 PRINT inr (MV77130 PRINT INNER) | 5653 | 1001290 | 85381090
5652 | Finished Good | Medium Voltage Standoff Insulators | Thermoset DMC/BMC | 8.5 kV Series | 68 | MV7590-MS (8.5KV DMC Insulator D-75 x 90 mm - MS Insert ) | 5652 | 3006164 | 85381090
5651 | Finished Good | Medium Voltage Standoff Insulators | Thermoset DMC/BMC | 3.5 kV Series | 31 | MV7550-MS (3.5KV DMC Insulator D-75 x 50 mm - MS Insert ) | 5651 | 3006171 | 85381090
5650 | Finished Good | Medium Voltage Standoff Insulators | Thermoset DMC/BMC | 1.6 kV Series | 1 | MV7535-MS (1.6KV DMC Insulator D-75 x 35 mm - MS Insert ) | 5650 | 3006175 | 85381090
5649 | Raw Material | Packaging material | Packing boxes | Inner/Outer boxes | 212 | MV75130 PRINT inr (MV75130 PRINT INNER) | 5649 | 1001291 | 85381090
5648 | Raw Material | Packaging material | Packing boxes | Inner/Outer boxes | 212 | MV75130 PRINT otr (MV75130 PRINT OUTER) | 5648 | 1001292 | 85381090
5647 | Raw Material | Packaging material | Packing boxes | Inner/Outer boxes | 212 | MV70210 PRINT inr (MV70210 PRINT INNER) | 5647 | 1001293 | 85381090
5646 | Raw Material | Packaging material | Packing boxes | Inner/Outer boxes | 212 | MV6090 otr (MV6090 OUTER) | 5646 | 1001294 | 85381090
5645 | Raw Material | Packaging material | Packing boxes | Inner/Outer boxes | 212 | MV6090 PRINT inr (MV6090 PRINT INNER) | 5645 | 1001295 | 85381090
5644 | Raw Material | Packaging material | Packing boxes | Inner/Outer boxes | 212 | MV6075 PRINT otr (MV6075 PRINT OUTER) | 5644 | 1001296 | 85381090
5643 | Raw Material | Packaging material | Packing boxes | Inner/Outer boxes | 212 | MV6075 PRINT inr (MV6075 PRINT INNER) | 5643 | 1001297 | 85381090
5642 | Raw Material | Packaging material | Packing boxes | Inner/Outer boxes | 212 | MV606560 PRINT inr (MV606560 PRINT INNER) | 5642 | 1001298 | 85381090
5641 | Raw Material | Packaging material | Packing boxes | Inner/Outer boxes | 212 | MV60130 wht inr (MV60130 WHITE INNER) | 5641 | 1001299 | 85381090
5640 | Raw Material | Packaging material | Packing boxes | Inner/Outer boxes | 212 | MV60130 PRINT inr (MV60130 PRINT INNER) | 5640 | 1001300 | 85381090
5639 | Raw Material | Packaging material | Packing boxes | Inner/Outer boxes | 212 | MV60130 PRINT otr (MV60130 PRINT OUTER) | 5639 | 1001301 | 85381090
5638 | Raw Material | Packaging material | Packing boxes | Inner/Outer boxes | 212 | MV60130 wht otr (MV60130 WHITE OUTER) | 5638 | 1001302 | 85381090
5637 | Finished Good | Medium Voltage Standoff Insulators | Thermoset DMC/BMC | 5.5 kV Series | 56 | MV5560-MS (5.5KV DMC Insulator D-55 x 60 mm - MS Insert ) | 5637 | 3006170 | 85381090
5636 | Finished Good | Medium Voltage Standoff Insulators | Thermoset DMC/BMC | 3.5 kV Series | 31 | MV5050-MS (3.5KV DMC Insulator D-50 x 50 mm - MS Insert ) | 5636 | 3006172 | 85381090
5635 | Finished Good | Medium Voltage Standoff Insulators | Thermoset DMC/BMC | 1.6 kV Series | 1 | MV5035-MS (1.6KV DMC Insulator D-50 x 35 mm - MS Insert ) | 5635 | 3006176 | 85381090
5634 | Finished Good | Medium Voltage Standoff Insulators | Thermoset DMC/BMC | 33 kV Series | 36 | MV 95300-MS (33KV DMC Insulator D-95 x 300 mm - MS Insert ) | 5634 | 3006147 | 85381090
5633 | Finished Good | Medium Voltage Standoff Insulators | Thermoset DMC/BMC | 11 kV Series | 4 | MV 9011082-MS (12KV DMC Insulator D-90/82 x 110 mm - MS Insert ) | 5633 | 3006161 | 85381090
5632 | Finished Good | Medium Voltage Standoff Insulators | Thermoset DMC/BMC | 16 kV Series | 13 | MV 8614580-MS (16KV DMC Insulator D-86/80 x 145 mm - MS Insert ) | 5632 | 3006154 | 85381090
5631 | Finished Good | Medium Voltage Standoff Insulators | Thermoset DMC/BMC | 5.5 kV Series | 56 | MV 859060-MS (5.5KV DMC Insulator D- 85/90 x 60 mm - MS Insert ) | 5631 | 3006168 | 85381090
5630 | Finished Good | Medium Voltage Standoff Insulators | Thermoset DMC/BMC | 33 kV Series | 36 | MV 80300-MS (33KV DMC Insulator D-80 x 300 mm - MS Insert ) | 5630 | 3006149 | 85381090
5629 | Finished Good | Medium Voltage Standoff Insulators | Thermoset DMC/BMC | 11 kV Series | 4 | MV 75130-MS (12KV DMC Insulator D-60 x 130 mm - MS Insert ) | 5629 | 3006158 | 85381090
5628 | Finished Good | Medium Voltage Standoff Insulators | Thermoset DMC/BMC | 11 kV Series | 4 | MV 75130/7-MS (Special 12KV DMC Insulator D-75 x 130 mm - MS Insert ) | 5628 | 3006156 | 85381090
5627 | Finished Good | Medium Voltage Standoff Insulators | Thermoset DMC/BMC | 11 kV Series | 4 | MV 75130/2**-MS (12KV DMC Insulator D-75 x 130 mm - MS Insert T & B Same Config) | 5627 | 3006157 | 85381090
5626 | Finished Good | Medium Voltage Standoff Insulators | Thermoset DMC/BMC | 22 kV Series | 21 | MV 70210-MS (22KV DMC Insulator D-70 x 210 mm - MS Insert ) | 5626 | 3006152 | 85381090
5625 | Finished Good | Medium Voltage Standoff Insulators | Thermoset DMC/BMC | 22 kV Series | 21 | MV 70210/2-MS (Special 22KV DMC Insulator D-70 x 210 mm - MS Insert ) | 5625 | 3006150 | 85381090
5624 | Finished Good | Medium Voltage Standoff Insulators | Thermoset DMC/BMC | 8.5 kV Series | 68 | MV 6090-MS (8.5KV DMC Insulator D-60 x 90 mm - MS Insert ) | 5624 | 3006163 | 85381090
5623 | Finished Good | Medium Voltage Standoff Insulators | Thermoset DMC/BMC | 6.8 kV Series | 60 | MV 6075-MS (6.8KV DMC Insulator D-60 x 75 mm - MS Insert ) | 5623 | 3006167 | 85381090
5622 | Finished Good | Medium Voltage Standoff Insulators | Thermoset DMC/BMC | 5.5 kV Series | 56 | MV 606560-MS (5.5KV DMC Insulator D-60/65 x 60 mm - MS Insert ) | 5622 | 3006169 | 85381090
5621 | Finished Good | Medium Voltage Standoff Insulators | Thermoset DMC/BMC | 3.5 kV Series | 31 | MV 6040-MS (3.5KV DMC Insulator D-60 x 40 mm - MS Insert ) | 5621 | 3006174 | 85381090
5620 | Finished Good | Medium Voltage Standoff Insulators | Thermoset DMC/BMC | 11 kV Series | 4 | MV 60130-MS (12KV DMC Insulator D-60 x 130 mm - MS Insert ) | 5620 | 3006160 | 85381090
5619 | Finished Good | Medium Voltage Standoff Insulators | Thermoset DMC/BMC | 3.5 kV Series | 31 | MV 4050-MS (3.5KV DMC Insulator D-40 x 50 mm - MS Insert ) | 5619 | 3006173 | 85381090
5618 | Finished Good | Metering Current Transformers | ENCAPSULATED CT ( ROUND ID-30mm) | TAPE WOUND WIRE TYPE (Window 30) | 148 | MTW 85 -5C-30 (80/5A- Ring Type Metering ENCP MTR2 SCND 5 A- CLS 0.5- BRDN 5VA) | 5618 | 3002831 | 85381090
5617 | Finished Good | Metering Current Transformers | ENCAPSULATED CT ( ROUND ID-30mm) | TAPE WOUND WIRE TYPE (Window 30) | 148 | MTW 85 -5B-30 (80/5A- Ring Type Metering ENCP MTR2 SCND 5 A- CLS 1- BRDN 5VA) | 5617 | 3002875 | 85381090
5616 | Finished Good | Metering Current Transformers | ENCAPSULATED CT ( ROUND ID-20mm) | TAPE WOUND WIRE TYPE (Window 20) | 147 | MTW 85 -5B -20 (80/5A- Ring Type Metering ENCP MTR1 SCND 5 A- CLS 1- BRDN 5VA) | 5616 | 3003071 | 85381090
5615 | Finished Good | Metering Current Transformers | ENCAPSULATED CT ( ROUND ID-30mm) | TAPE WOUND WIRE TYPE (Window 30) | 148 | MTW 85 -5A-30 (80/5A- Ring Type Metering ENCP MTR2 SCND 5 A- CLS 3- BRDN 5VA) | 5615 | 3002919 | 85381090
5614 | Finished Good | Metering Current Transformers | ENCAPSULATED CT ( ROUND ID-20mm) | TAPE WOUND WIRE TYPE (Window 20) | 147 | MTW 85 -5A -20 (80/5A- Ring Type Metering ENCP MTR1 SCND 5 A- CLS 3- BRDN 5VA) | 5614 | 3003107 | 85381090
5613 | Finished Good | Metering Current Transformers | ENCAPSULATED CT ( ROUND ID-30mm) | TAPE WOUND WIRE TYPE (Window 30) | 148 | MTW 85 -2.5C-30 (80/5A- Ring Type Metering ENCP MTR2 SCND 5 A- CLS 0.5- BRDN 2.5VA) | 5613 | 3002963 | 85381090
5612 | Finished Good | Metering Current Transformers | ENCAPSULATED CT ( ROUND ID-20mm) | TAPE WOUND WIRE TYPE (Window 20) | 147 | MTW 85 -2.5C -20 (80/5A- Ring Type Metering ENCP MTR1 SCND 5 A- CLS 0.5- BRDN 2.5VA) | 5612 | 3003143 | 85381090
5611 | Finished Good | Metering Current Transformers | ENCAPSULATED CT ( ROUND ID-30mm) | TAPE WOUND WIRE TYPE (Window 30) | 148 | MTW 85 -2.5B-30 (80/5A- Ring Type Metering ENCP MTR2 SCND 5 A- CLS 1- BRDN 2.5VA) | 5611 | 3002999 | 85381090
5610 | Finished Good | Metering Current Transformers | ENCAPSULATED CT ( ROUND ID-20mm) | TAPE WOUND WIRE TYPE (Window 20) | 147 | MTW 85 -2.5B -20 (80/5A- Ring Type Metering ENCP MTR1 SCND 5 A- CLS 1- BRDN 2.5VA) | 5610 | 3003179 | 85381090
5609 | Finished Good | Metering Current Transformers | ENCAPSULATED CT ( ROUND ID-30mm) | TAPE WOUND WIRE TYPE (Window 30) | 148 | MTW 85 -2.5A-30 (80/5A- Ring Type Metering ENCP MTR2 SCND 5 A- CLS 3- BRDN 2.5VA) | 5609 | 3003035 | 85381090
5608 | Finished Good | Metering Current Transformers | ENCAPSULATED CT ( ROUND ID-20mm) | TAPE WOUND WIRE TYPE (Window 20) | 147 | MTW 85 -2.5A -20 (80/5A- Ring Type Metering ENCP MTR1 SCND 5 A- CLS 3- BRDN 2.5VA) | 5608 | 3003215 | 85381090
5607 | Finished Good | Metering Current Transformers | ENCAPSULATED CT ( ROUND ID-30mm) | TAPE WOUND WIRE TYPE (Window 30) | 148 | MTW 81 -5C-30 (80/1A- Ring Type Metering ENCP MTR2 SCND 1 A- CLS 0.5- BRDN 5VA) | 5607 | 3002809 | 85381090
5606 | Finished Good | Metering Current Transformers | ENCAPSULATED CT ( ROUND ID-30mm) | TAPE WOUND WIRE TYPE (Window 30) | 148 | MTW 81 -5B-30 (80/1A- Ring Type Metering ENCP MTR2 SCND 1 A- CLS 1- BRDN 5VA) | 5606 | 3002853 | 85381090
5605 | Finished Good | Metering Current Transformers | ENCAPSULATED CT ( ROUND ID-20mm) | TAPE WOUND WIRE TYPE (Window 20) | 147 | MTW 81 -5B-20 (80/1A- Ring Type Metering ENCP MTR1 SCND 1 A- CLS 1- BRDN 5VA) | 5605 | 3003053 | 85381090
5604 | Finished Good | Metering Current Transformers | ENCAPSULATED CT ( ROUND ID-30mm) | TAPE WOUND WIRE TYPE (Window 30) | 148 | MTW 81 -5A-30 (80/1A- Ring Type Metering ENCP MTR2 SCND 1 A- CLS 3- BRDN 5VA) | 5604 | 3002897 | 85381090
5603 | Finished Good | Metering Current Transformers | ENCAPSULATED CT ( ROUND ID-20mm) | TAPE WOUND WIRE TYPE (Window 20) | 147 | MTW 81 -5A -20 (80/1A- Ring Type Metering ENCP MTR1 SCND 1 A- CLS 3- BRDN 5VA) | 5603 | 3003089 | 85381090
5602 | Finished Good | Metering Current Transformers | ENCAPSULATED CT ( ROUND ID-30mm) | TAPE WOUND WIRE TYPE (Window 30) | 148 | MTW 81 -2.5C-30 (80/1A- Ring Type Metering ENCP MTR2 SCND 1 A- CLS 0.5- BRDN 2.5VA) | 5602 | 3002941 | 85381090
5601 | Finished Good | Metering Current Transformers | ENCAPSULATED CT ( ROUND ID-20mm) | TAPE WOUND WIRE TYPE (Window 20) | 147 | MTW 81 -2.5C -20 (80/1A- Ring Type Metering ENCP MTR1 SCND 1 A- CLS 0.5- BRDN 2.5VA) | 5601 | 3003125 | 85381090
5600 | Finished Good | Metering Current Transformers | ENCAPSULATED CT ( ROUND ID-30mm) | TAPE WOUND WIRE TYPE (Window 30) | 148 | MTW 81 -2.5B-30 (80/1A- Ring Type Metering ENCP MTR2 SCND 1 A- CLS 1- BRDN 2.5VA) | 5600 | 3002981 | 85381090
5599 | Finished Good | Metering Current Transformers | ENCAPSULATED CT ( ROUND ID-20mm) | TAPE WOUND WIRE TYPE (Window 20) | 147 | MTW 81 -2.5B -20 (80/1A- Ring Type Metering ENCP MTR1 SCND 1 A- CLS 1- BRDN 2.5VA) | 5599 | 3003161 | 85381090
5598 | Finished Good | Metering Current Transformers | ENCAPSULATED CT ( ROUND ID-30mm) | TAPE WOUND WIRE TYPE (Window 30) | 148 | MTW 81 -2.5A-30 (80/1A- Ring Type Metering ENCP MTR2 SCND 1 A- CLS 3- BRDN 2.5VA) | 5598 | 3003017 | 85381090
5597 | Finished Good | Metering Current Transformers | ENCAPSULATED CT ( ROUND ID-20mm) | TAPE WOUND WIRE TYPE (Window 20) | 147 | MTW 81 -2.5A -20 (80/1A- Ring Type Metering ENCP MTR1 SCND 1 A- CLS 3- BRDN 2.5VA) | 5597 | 3003197 | 85381090
5596 | Finished Good | Metering Current Transformers | ENCAPSULATED CT ( ROUND ID-80mm) | TAPE WOUND WIRE TYPE (Window 80) | 151 | MTW 805 -5C-80 (800/5A- Ring Type Metering ENCP MTR5 SCND 5A- CLS 0.5- BRDN 5VA) | 5596 | 3002522 | 85381090
5595 | Finished Good | Metering Current Transformers | ENCAPSULATED CT ( ROUND ID-80mm) | TAPE WOUND WIRE TYPE (Window 80) | 151 | MTW 805 -15B-80 (800/5A- Ring Type Metering ENCP MTR5 SCND 5A- CLS 1- BRDN 15VA) | 5595 | 3002443 | 85381090
5594 | Finished Good | Metering Current Transformers | ENCAPSULATED CT ( ROUND ID-80mm) | TAPE WOUND WIRE TYPE (Window 80) | 151 | MTW 805 -15A-80 (800/5A- Ring Type Metering ENCP MTR5 SCND 5A- CLS 3- BRDN 15VA) | 5594 | 3002474 | 85381090
5593 | Finished Good | Metering Current Transformers | ENCAPSULATED CT ( ROUND ID-80mm) | TAPE WOUND WIRE TYPE (Window 80) | 151 | MTW 805 -10C-80 (800/5A- Ring Type Metering ENCP MTR5 SCND 5A- CLS 0.5- BRDN 10VA) | 5593 | 3002458 | 85381090
5592 | Finished Good | Metering Current Transformers | ENCAPSULATED CT ( ROUND ID-80mm) | TAPE WOUND WIRE TYPE (Window 80) | 151 | MTW 805 -10B-80 (800/5A- Ring Type Metering ENCP MTR5 SCND 5A- CLS 1- BRDN 10VA) | 5592 | 3002490 | 85381090
5591 | Finished Good | Metering Current Transformers | ENCAPSULATED CT ( ROUND ID-80mm) | TAPE WOUND WIRE TYPE (Window 80) | 151 | MTW 805 -10A-80 (800/5A- Ring Type Metering ENCP MTR5 SCND 5A- CLS 3- BRDN 10VA) | 5591 | 3002506 | 85381090
5590 | Finished Good | Metering Current Transformers | ENCAPSULATED CT ( ROUND ID-80mm) | TAPE WOUND WIRE TYPE (Window 80) | 151 | MTW 801 -5C-80 (800/1A- Ring Type Metering ENCP MTR5 SCND 1A- CLS 0.5- BRDN 5VA) | 5590 | 3002514 | 85381090
5589 | Finished Good | Metering Current Transformers | ENCAPSULATED CT ( ROUND ID-80mm) | TAPE WOUND WIRE TYPE (Window 80) | 151 | MTW 801 -15B-80 (800/1A- Ring Type Metering ENCP MTR5 SCND 1A- CLS 1- BRDN 15VA) | 5589 | 3002437 | 85381090
5588 | Finished Good | Metering Current Transformers | ENCAPSULATED CT ( ROUND ID-80mm) | TAPE WOUND WIRE TYPE (Window 80) | 151 | MTW 801 -15A-80 (800/1A- Ring Type Metering ENCP MTR5 SCND 1A- CLS 3- BRDN 15VA) | 5588 | 3002466 | 85381090
5587 | Finished Good | Metering Current Transformers | ENCAPSULATED CT ( ROUND ID-80mm) | TAPE WOUND WIRE TYPE (Window 80) | 151 | MTW 801 -10C-80 (800/1A- Ring Type Metering ENCP MTR5 SCND 1A- CLS 0.5- BRDN 10VA) | 5587 | 3002450 | 85381090
5586 | Finished Good | Metering Current Transformers | ENCAPSULATED CT ( ROUND ID-80mm) | TAPE WOUND WIRE TYPE (Window 80) | 151 | MTW 801 -10B-80 (800/1A- Ring Type Metering ENCP MTR5 SCND 1A- CLS 1- BRDN 10VA) | 5586 | 3002482 | 85381090
5585 | Finished Good | Metering Current Transformers | ENCAPSULATED CT ( ROUND ID-80mm) | TAPE WOUND WIRE TYPE (Window 80) | 151 | MTW 801 -10A-80 (800/1A- Ring Type Metering ENCP MTR5 SCND 1A- CLS 3- BRDN 10VA) | 5585 | 3002498 | 85381090
5584 | Finished Good | Metering Current Transformers | ENCAPSULATED CT ( ROUND ID-30mm) | TAPE WOUND WIRE TYPE (Window 30) | 148 | MTW 65 -5C-30-(2T) (60/5A- Ring Type Metering ENCP MTR2 SCND 5 A- CLS 0.5- BRDN 5VA) | 5584 | 3002832 | 85381090
5583 | Finished Good | Metering Current Transformers | ENCAPSULATED CT ( ROUND ID-30mm) | TAPE WOUND WIRE TYPE (Window 30) | 148 | MTW 65 -5B-30-(2T) (60/5A- Ring Type Metering ENCP MTR2 SCND 5 A- CLS 1- BRDN 5VA) | 5583 | 3002876 | 85381090
5582 | Finished Good | Metering Current Transformers | ENCAPSULATED CT ( ROUND ID-20mm) | TAPE WOUND WIRE TYPE (Window 20) | 147 | MTW 65 -5B-20-2T (60/5A- Ring Type Metering ENCP MTR1 SCND 5 A- CLS 1- BRDN 5VA) | 5582 | 3003072 | 85381090
5581 | Finished Good | Metering Current Transformers | ENCAPSULATED CT ( ROUND ID-30mm) | TAPE WOUND WIRE TYPE (Window 30) | 148 | MTW 65 -5A-30-(2T) (60/5A- Ring Type Metering ENCP MTR2 SCND 5 A- CLS 3- BRDN 5VA) | 5581 | 3002920 | 85381090
5580 | Finished Good | Metering Current Transformers | ENCAPSULATED CT ( ROUND ID-20mm) | TAPE WOUND WIRE TYPE (Window 20) | 147 | MTW 65 -5A-20-2T (60/5A- Ring Type Metering ENCP MTR1 SCND 5 A- CLS 3- BRDN 5VA) | 5580 | 3003108 | 85381090
5579 | Finished Good | Metering Current Transformers | ENCAPSULATED CT ( ROUND ID-30mm) | TAPE WOUND WIRE TYPE (Window 30) | 148 | MTW 65 -2.5C-30-(2T) (60/5A- Ring Type Metering ENCP MTR2 SCND 5 A- CLS 0.5- BRDN 2.5VA) | 5579 | 3002964 | 85381090
5578 | Finished Good | Metering Current Transformers | ENCAPSULATED CT ( ROUND ID-20mm) | TAPE WOUND WIRE TYPE (Window 20) | 147 | MTW 65 -2.5C-20-2T (60/5A- Ring Type Metering ENCP MTR1 SCND 5 A- CLS 0.5- BRDN 2.5VA) | 5578 | 3003144 | 85381090
5577 | Finished Good | Metering Current Transformers | ENCAPSULATED CT ( ROUND ID-30mm) | TAPE WOUND WIRE TYPE (Window 30) | 148 | MTW 65 -2.5B-30-(2T) (60/5A- Ring Type Metering ENCP MTR2 SCND 5 A- CLS 1- BRDN 2.5VA) | 5577 | 3003000 | 85381090
5576 | Finished Good | Metering Current Transformers | ENCAPSULATED CT ( ROUND ID-20mm) | TAPE WOUND WIRE TYPE (Window 20) | 147 | MTW 65 -2.5B-20-2T (60/5A- Ring Type Metering ENCP MTR1 SCND 5 A- CLS 1- BRDN 2.5VA) | 5576 | 3003180 | 85381090
5575 | Finished Good | Metering Current Transformers | ENCAPSULATED CT ( ROUND ID-30mm) | TAPE WOUND WIRE TYPE (Window 30) | 148 | MTW 65 -2.5A-30-(2T) (60/5A- Ring Type Metering ENCP MTR2 SCND 5 A- CLS 3- BRDN 2.5VA) | 5575 | 3003036 | 85381090
5574 | Finished Good | Metering Current Transformers | ENCAPSULATED CT ( ROUND ID-20mm) | TAPE WOUND WIRE TYPE (Window 20) | 147 | MTW 65 -2.5A-20-2T (60/5A- Ring Type Metering ENCP MTR1 SCND 5 A- CLS 3- BRDN 2.5VA) | 5574 | 3003216 | 85381090
5573 | Finished Good | Metering Current Transformers | ENCAPSULATED CT ( ROUND ID-30mm) | TAPE WOUND WIRE TYPE (Window 30) | 148 | MTW 61 -5C-30-(2T) (60/1A- Ring Type Metering ENCP MTR2 SCND 1 A- CLS 0.5- BRDN 5VA) | 5573 | 3002810 | 85381090
5572 | Finished Good | Metering Current Transformers | ENCAPSULATED CT ( ROUND ID-30mm) | TAPE WOUND WIRE TYPE (Window 30) | 148 | MTW 61 -5B-30-(2T) (60/1A- Ring Type Metering ENCP MTR2 SCND 1 A- CLS 1- BRDN 5VA) | 5572 | 3002854 | 85381090
5571 | Finished Good | Metering Current Transformers | ENCAPSULATED CT ( ROUND ID-20mm) | TAPE WOUND WIRE TYPE (Window 20) | 147 | MTW 61 -5B-20-2T (60/1A- Ring Type Metering ENCP MTR1 SCND 1 A- CLS 1- BRDN 5VA) | 5571 | 3003054 | 85381090
5570 | Finished Good | Metering Current Transformers | ENCAPSULATED CT ( ROUND ID-30mm) | TAPE WOUND WIRE TYPE (Window 30) | 148 | MTW 61 -5A-30-(2T) (60/1A- Ring Type Metering ENCP MTR2 SCND 1 A- CLS 3- BRDN 5VA) | 5570 | 3002898 | 85381090
5569 | Finished Good | Metering Current Transformers | ENCAPSULATED CT ( ROUND ID-20mm) | TAPE WOUND WIRE TYPE (Window 20) | 147 | MTW 61 -5A-20-2T (60/1A- Ring Type Metering ENCP MTR1 SCND 1 A- CLS 3- BRDN 5VA) | 5569 | 3003090 | 85381090
5568 | Finished Good | Metering Current Transformers | ENCAPSULATED CT ( ROUND ID-30mm) | TAPE WOUND WIRE TYPE (Window 30) | 148 | MTW 61 -2.5C-30-(2T) (60/1A- Ring Type Metering ENCP MTR2 SCND 1 A- CLS 0.5- BRDN 2.5VA) | 5568 | 3002942 | 85381090
5567 | Finished Good | Metering Current Transformers | ENCAPSULATED CT ( ROUND ID-20mm) | TAPE WOUND WIRE TYPE (Window 20) | 147 | MTW 61 -2.5C-20-2T (60/1A- Ring Type Metering ENCP MTR1 SCND 1 A- CLS 0.5- BRDN 2.5VA) | 5567 | 3003126 | 85381090
5566 | Finished Good | Metering Current Transformers | ENCAPSULATED CT ( ROUND ID-30mm) | TAPE WOUND WIRE TYPE (Window 30) | 148 | MTW 61 -2.5B-30-(2T) (60/1A- Ring Type Metering ENCP MTR2 SCND 1 A- CLS 1- BRDN 2.5VA) | 5566 | 3002982 | 85381090
5565 | Finished Good | Metering Current Transformers | ENCAPSULATED CT ( ROUND ID-20mm) | TAPE WOUND WIRE TYPE (Window 20) | 147 | MTW 61 -2.5B-20-2T (60/1A- Ring Type Metering ENCP MTR1 SCND 1 A- CLS 1- BRDN 2.5VA) | 5565 | 3003162 | 85381090
5564 | Finished Good | Metering Current Transformers | ENCAPSULATED CT ( ROUND ID-30mm) | TAPE WOUND WIRE TYPE (Window 30) | 148 | MTW 61 -2.5A-30-(2T) (60/1A- Ring Type Metering ENCP MTR2 SCND 1 A- CLS 3- BRDN 2.5VA) | 5564 | 3003018 | 85381090
5563 | Finished Good | Metering Current Transformers | ENCAPSULATED CT ( ROUND ID-20mm) | TAPE WOUND WIRE TYPE (Window 20) | 147 | MTW 61 -2.5A-20-2T (60/1A- Ring Type Metering ENCP MTR1 SCND 1 A- CLS 3- BRDN 2.5VA) | 5563 | 3003198 | 85381090
5562 | Finished Good | Metering Current Transformers | ENCAPSULATED CT ( ROUND ID-80mm) | TAPE WOUND WIRE TYPE (Window 80) | 151 | MTW 605 -5C-80 (600/5A- Ring Type Metering ENCP MTR5 SCND 5A- CLS 0.5- BRDN 5VA) | 5562 | 3002523 | 85381090
5561 | Finished Good | Metering Current Transformers | ENCAPSULATED CT ( ROUND ID-57mm) | TAPE WOUND WIRE TYPE (Window 57) | 150 | MTW 605 -5C-57 (600/5A- Ring Type Metering ENCP MTR4 SCND 5A- CLS 0.5- BRDN 5VA) | 5561 | 3002613 | 85381090
5560 | Finished Good | Metering Current Transformers | ENCAPSULATED CT ( ROUND ID-80mm) | TAPE WOUND WIRE TYPE (Window 80) | 151 | MTW 605 -5B-80 (600/5A- Ring Type Metering ENCP MTR5 SCND 5A- CLS 1- BRDN 5VA) | 5560 | 3002531 | 85381090
5559 | Finished Good | Metering Current Transformers | ENCAPSULATED CT ( ROUND ID-57mm) | TAPE WOUND WIRE TYPE (Window 57) | 150 | MTW 605 -5B-57 (600/5A- Ring Type Metering ENCP MTR4 SCND 5A- CLS 1- BRDN 5VA) | 5559 | 3002629 | 85381090
5558 | Finished Good | Metering Current Transformers | ENCAPSULATED CT ( ROUND ID-80mm) | TAPE WOUND WIRE TYPE (Window 80) | 151 | MTW 605 -5A-80 (600/1A- Ring Type Metering ENCP MTR5 SCND 5A- CLS 3- BRDN 5VA) | 5558 | 3002537 | 85381090
5557 | Finished Good | Metering Current Transformers | ENCAPSULATED CT ( ROUND ID-57mm) | TAPE WOUND WIRE TYPE (Window 57) | 150 | MTW 605 -5A-57 (600/5A- Ring Type Metering ENCP MTR4 SCND 5A- CLS 3- BRDN 5VA) | 5557 | 3002645 | 85381090
5556 | Finished Good | Metering Current Transformers | ENCAPSULATED CT ( ROUND ID-80mm) | TAPE WOUND WIRE TYPE (Window 80) | 151 | MTW 605 -15B-80 (600/5A- Ring Type Metering ENCP MTR5 SCND 5A- CLS 1- BRDN 15VA) | 5556 | 3002444 | 85381090
5555 | Finished Good | Metering Current Transformers | ENCAPSULATED CT ( ROUND ID-80mm) | TAPE WOUND WIRE TYPE (Window 80) | 151 | MTW 605 -15A-80 (600/5A- Ring Type Metering ENCP MTR5 SCND 5A- CLS 3- BRDN 15VA) | 5555 | 3002475 | 85381090
5554 | Finished Good | Metering Current Transformers | ENCAPSULATED CT ( ROUND ID-57mm) | TAPE WOUND WIRE TYPE (Window 57) | 150 | MTW 605 -15A-57 (600/5A- Ring Type Metering ENCP MTR4 SCND 5A- CLS 3- BRDN 15VA) | 5554 | 3002565 | 85381090
5553 | Finished Good | Metering Current Transformers | ENCAPSULATED CT ( ROUND ID-80mm) | TAPE WOUND WIRE TYPE (Window 80) | 151 | MTW 605 -10C-80 (600/5A- Ring Type Metering ENCP MTR5 SCND 5A- CLS 0.5- BRDN 10VA) | 5553 | 3002459 | 85381090
5552 | Finished Good | Metering Current Transformers | ENCAPSULATED CT ( ROUND ID-57mm) | TAPE WOUND WIRE TYPE (Window 57) | 150 | MTW 605 -10C-57 (600/5A- Ring Type Metering ENCP MTR4 SCND 5A- CLS 0.5- BRDN 10VA) | 5552 | 3002550 | 85381090
5551 | Finished Good | Metering Current Transformers | ENCAPSULATED CT ( ROUND ID-80mm) | TAPE WOUND WIRE TYPE (Window 80) | 151 | MTW 605 -10B-80 (600/5A- Ring Type Metering ENCP MTR5 SCND 5A- CLS 1- BRDN 10VA) | 5551 | 3002491 | 85381090
5550 | Finished Good | Metering Current Transformers | ENCAPSULATED CT ( ROUND ID-57mm) | TAPE WOUND WIRE TYPE (Window 57) | 150 | MTW 605 -10B-57 (600/5A- Ring Type Metering ENCP MTR4 SCND 5A- CLS 1- BRDN 10VA) | 5550 | 3002581 | 85381090
5549 | Finished Good | Metering Current Transformers | ENCAPSULATED CT ( ROUND ID-80mm) | TAPE WOUND WIRE TYPE (Window 80) | 151 | MTW 605 -10A-80 (600/5A- Ring Type Metering ENCP MTR5 SCND 5A- CLS 3- BRDN 10VA) | 5549 | 3002507 | 85381090
5548 | Finished Good | Metering Current Transformers | ENCAPSULATED CT ( ROUND ID-57mm) | TAPE WOUND WIRE TYPE (Window 57) | 150 | MTW 605 -10A-57 (600/5A- Ring Type Metering ENCP MTR4 SCND 5A- CLS 3- BRDN 10VA) | 5548 | 3002597 | 85381090
5547 | Finished Good | Metering Current Transformers | ENCAPSULATED CT ( ROUND ID-80mm) | TAPE WOUND WIRE TYPE (Window 80) | 151 | MTW 601 -5C-80 (600/1A- Ring Type Metering ENCP MTR5 SCND 1A- CLS 0.5- BRDN 5VA) | 5547 | 3002515 | 85381090
5546 | Finished Good | Metering Current Transformers | ENCAPSULATED CT ( ROUND ID-57mm) | TAPE WOUND WIRE TYPE (Window 57) | 150 | MTW 601 -5C-57 (600/1A- Ring Type Metering ENCP MTR4 SCND 1A- CLS 0.5- BRDN 5VA) | 5546 | 3002605 | 85381090
5545 | Finished Good | Metering Current Transformers | ENCAPSULATED CT ( ROUND ID-80mm) | TAPE WOUND WIRE TYPE (Window 80) | 151 | MTW 601 -5B-80 (600/1A- Ring Type Metering ENCP MTR5 SCND 1A- CLS 1- BRDN 5VA) | 5545 | 3002527 | 85381090
5544 | Finished Good | Metering Current Transformers | ENCAPSULATED CT ( ROUND ID-57mm) | TAPE WOUND WIRE TYPE (Window 57) | 150 | MTW 601 -5B-57 (600/1A- Ring Type Metering ENCP MTR4 SCND 1A- CLS 1- BRDN 5VA) | 5544 | 3002621 | 85381090
5543 | Finished Good | Metering Current Transformers | ENCAPSULATED CT ( ROUND ID-80mm) | TAPE WOUND WIRE TYPE (Window 80) | 151 | MTW 601 -5A-80 (600/1A- Ring Type Metering ENCP MTR5 SCND 1A- CLS 3- BRDN 5VA) | 5543 | 3002533 | 85381090
5542 | Finished Good | Metering Current Transformers | ENCAPSULATED CT ( ROUND ID-57mm) | TAPE WOUND WIRE TYPE (Window 57) | 150 | MTW 601 -5A-57 (600/1A- Ring Type Metering ENCP MTR4 SCND 1A- CLS 3- BRDN 5VA) | 5542 | 3002637 | 85381090
5541 | Finished Good | Metering Current Transformers | ENCAPSULATED CT ( ROUND ID-80mm) | TAPE WOUND WIRE TYPE (Window 80) | 151 | MTW 601 -15B-80 (600/1A- Ring Type Metering ENCP MTR5 SCND 1A- CLS 1- BRDN 15VA) | 5541 | 3002438 | 85381090
5540 | Finished Good | Metering Current Transformers | ENCAPSULATED CT ( ROUND ID-80mm) | TAPE WOUND WIRE TYPE (Window 80) | 151 | MTW 601 -15A-80 (600/1A- Ring Type Metering ENCP MTR5 SCND 1A- CLS 3- BRDN 15VA) | 5540 | 3002467 | 85381090
5539 | Finished Good | Metering Current Transformers | ENCAPSULATED CT ( ROUND ID-57mm) | TAPE WOUND WIRE TYPE (Window 57) | 150 | MTW 601 -15A-57 (600/1A- Ring Type Metering ENCP MTR4 SCND 1A- CLS 3- BRDN 15VA) | 5539 | 3002557 | 85381090
5538 | Finished Good | Metering Current Transformers | ENCAPSULATED CT ( ROUND ID-80mm) | TAPE WOUND WIRE TYPE (Window 80) | 151 | MTW 601 -10C-80 (600/1A- Ring Type Metering ENCP MTR5 SCND 1A- CLS 0.5- BRDN 10VA) | 5538 | 3002451 | 85381090
5537 | Finished Good | Metering Current Transformers | ENCAPSULATED CT ( ROUND ID-57mm) | TAPE WOUND WIRE TYPE (Window 57) | 150 | MTW 601 -10C-57 (600/1A- Ring Type Metering ENCP MTR4 SCND 1A- CLS 0.5- BRDN 10VA) | 5537 | 3002544 | 85381090
5536 | Finished Good | Metering Current Transformers | ENCAPSULATED CT ( ROUND ID-80mm) | TAPE WOUND WIRE TYPE (Window 80) | 151 | MTW 601 -10B-80 (600/1A- Ring Type Metering ENCP MTR5 SCND 1A- CLS 1- BRDN 10VA) | 5536 | 3002483 | 85381090
5535 | Finished Good | Metering Current Transformers | ENCAPSULATED CT ( ROUND ID-57mm) | TAPE WOUND WIRE TYPE (Window 57) | 150 | MTW 601 -10B-57 (600/1A- Ring Type Metering ENCP MTR4 SCND 1A- CLS 1- BRDN 10VA) | 5535 | 3002573 | 85381090
5534 | Finished Good | Metering Current Transformers | ENCAPSULATED CT ( ROUND ID-80mm) | TAPE WOUND WIRE TYPE (Window 80) | 151 | MTW 601 -10A-80 (600/1A- Ring Type Metering ENCP MTR5 SCND 1A- CLS 3- BRDN 10VA) | 5534 | 3002499 | 85381090
5533 | Finished Good | Metering Current Transformers | ENCAPSULATED CT ( ROUND ID-57mm) | TAPE WOUND WIRE TYPE (Window 57) | 150 | MTW 601 -10A-57 (600/1A- Ring Type Metering ENCP MTR4 SCND 1A- CLS 3- BRDN 10VA) | 5533 | 3002589 | 85381090
5532 | Out Sourced / Processed Material | THERMOSET MATERIAL | Consumable | CT CASE | 113 | MTW 6(Window 110) Red (encp RESIN CAST TW WIRE - MTR 6(ID 110)) | 5532 | 2001081 | 85381090
5531 | Out Sourced / Processed Material | THERMOSET MATERIAL | Consumable | CT CASE | 113 | MTW 6(Window 110) Grey (encp TW WIRE - MTR 6(ID 110)) | 5531 | 2001093 | 85381090
5530 | Finished Good | Metering Current Transformers | ENCAPSULATED CT ( ROUND ID-30mm) | TAPE WOUND WIRE TYPE (Window 30) | 148 | MTW 55 -5C-30-(2T) (50/5A- Ring Type Metering ENCP MTR2 SCND 5 A- CLS 0.5- BRDN 5VA) | 5530 | 3002833 | 85381090
5529 | Finished Good | Metering Current Transformers | ENCAPSULATED CT ( ROUND ID-30mm) | TAPE WOUND WIRE TYPE (Window 30) | 148 | MTW 55 -5B-30-(2T) (50/5A- Ring Type Metering ENCP MTR2 SCND 5 A- CLS 1- BRDN 5VA) | 5529 | 3002877 | 85381090
5528 | Finished Good | Metering Current Transformers | ENCAPSULATED CT ( ROUND ID-20mm) | TAPE WOUND WIRE TYPE (Window 20) | 147 | MTW 55 -5B-20-2T (50/5A- Ring Type Metering ENCP MTR1 SCND 5 A- CLS 1- BRDN 5VA) | 5528 | 3003073 | 85381090
5527 | Finished Good | Metering Current Transformers | ENCAPSULATED CT ( ROUND ID-30mm) | TAPE WOUND WIRE TYPE (Window 30) | 148 | MTW 55 -5A-30-(2T) (50/5A- Ring Type Metering ENCP MTR2 SCND 5 A- CLS 3- BRDN 5VA) | 5527 | 3002921 | 85381090
5526 | Finished Good | Metering Current Transformers | ENCAPSULATED CT ( ROUND ID-20mm) | TAPE WOUND WIRE TYPE (Window 20) | 147 | MTW 55 -5A-20-2T (50/5A- Ring Type Metering ENCP MTR1 SCND 5 A- CLS 3- BRDN 5VA) | 5526 | 3003109 | 85381090
5525 | Finished Good | Metering Current Transformers | ENCAPSULATED CT ( ROUND ID-30mm) | TAPE WOUND WIRE TYPE (Window 30) | 148 | MTW 55 -2.5C-30-(2T) (50/5A- Ring Type Metering ENCP MTR2 SCND 5 A- CLS 0.5- BRDN 2.5VA) | 5525 | 3002965 | 85381090
5524 | Finished Good | Metering Current Transformers | ENCAPSULATED CT ( ROUND ID-20mm) | TAPE WOUND WIRE TYPE (Window 20) | 147 | MTW 55 -2.5C-20-2T (50/5A- Ring Type Metering ENCP MTR1 SCND 5 A- CLS 0.5- BRDN 2.5VA) | 5524 | 3003145 | 85381090
5523 | Finished Good | Metering Current Transformers | ENCAPSULATED CT ( ROUND ID-30mm) | TAPE WOUND WIRE TYPE (Window 30) | 148 | MTW 55 -2.5B-30-(2T) (50/5A- Ring Type Metering ENCP MTR2 SCND 5 A- CLS 1- BRDN 2.5VA) | 5523 | 3003001 | 85381090
5522 | Finished Good | Metering Current Transformers | ENCAPSULATED CT ( ROUND ID-20mm) | TAPE WOUND WIRE TYPE (Window 20) | 147 | MTW 55 -2.5B-20-2T (50/5A- Ring Type Metering ENCP MTR1 SCND 5 A- CLS 1- BRDN 2.5VA) | 5522 | 3003181 | 85381090
5521 | Finished Good | Metering Current Transformers | ENCAPSULATED CT ( ROUND ID-30mm) | TAPE WOUND WIRE TYPE (Window 30) | 148 | MTW 55 -2.5A-30-(2T) (50/5A- Ring Type Metering ENCP MTR2 SCND 5 A- CLS 3- BRDN 2.5VA) | 5521 | 3003037 | 85381090
5520 | Finished Good | Metering Current Transformers | ENCAPSULATED CT ( ROUND ID-20mm) | TAPE WOUND WIRE TYPE (Window 20) | 147 | MTW 55 -2.5A-20-2T (50/5A- Ring Type Metering ENCP MTR1 SCND 5 A- CLS 3- BRDN 2.5VA) | 5520 | 3003217 | 85381090
5519 | Finished Good | Metering Current Transformers | ENCAPSULATED CT ( ROUND ID-30mm) | TAPE WOUND WIRE TYPE (Window 30) | 148 | MTW 51 -5C-30-(2T) (50/1A- Ring Type Metering ENCP MTR2 SCND 1 A- CLS 0.5- BRDN 5VA) | 5519 | 3002811 | 85381090
5518 | Finished Good | Metering Current Transformers | ENCAPSULATED CT ( ROUND ID-30mm) | TAPE WOUND WIRE TYPE (Window 30) | 148 | MTW 51 -5B-30-(2T) (50/1A- Ring Type Metering ENCP MTR2 SCND 1 A- CLS 1- BRDN 5VA) | 5518 | 3002855 | 85381090
5517 | Finished Good | Metering Current Transformers | ENCAPSULATED CT ( ROUND ID-20mm) | TAPE WOUND WIRE TYPE (Window 20) | 147 | MTW 51 -5B-20-2T (50/1A- Ring Type Metering ENCP MTR1 SCND 1 A- CLS 1- BRDN 5VA) | 5517 | 3003055 | 85381090
5516 | Finished Good | Metering Current Transformers | ENCAPSULATED CT ( ROUND ID-30mm) | TAPE WOUND WIRE TYPE (Window 30) | 148 | MTW 51 -5A-30-(2T) (50/1A- Ring Type Metering ENCP MTR2 SCND 1 A- CLS 3- BRDN 5VA) | 5516 | 3002899 | 85381090
5515 | Finished Good | Metering Current Transformers | ENCAPSULATED CT ( ROUND ID-20mm) | TAPE WOUND WIRE TYPE (Window 20) | 147 | MTW 51- 5A-20-2T (50/1A- Ring Type Metering ENCP MTR1 SCND 1 A- CLS 3- BRDN 5VA) | 5515 | 3003091 | 85381090
5514 | Finished Good | Metering Current Transformers | ENCAPSULATED CT ( ROUND ID-30mm) | TAPE WOUND WIRE TYPE (Window 30) | 148 | MTW 51 -2.5C-30-(2T) (50/1A- Ring Type Metering ENCP MTR2 SCND 1 A- CLS 0.5- BRDN 2.5VA) | 5514 | 3002943 | 85381090
5513 | Finished Good | Metering Current Transformers | ENCAPSULATED CT ( ROUND ID-20mm) | TAPE WOUND WIRE TYPE (Window 20) | 147 | MTW 51 -2.5C-20-2T (50/1A- Ring Type Metering ENCP MTR1 SCND 1 A- CLS 0.5- BRDN 2.5VA) | 5513 | 3003127 | 85381090
5512 | Finished Good | Metering Current Transformers | ENCAPSULATED CT ( ROUND ID-30mm) | TAPE WOUND WIRE TYPE (Window 30) | 148 | MTW 51 -2.5B-30-(2T) (50/1A- Ring Type Metering ENCP MTR2 SCND 1 A- CLS 1- BRDN 2.5VA) | 5512 | 3002983 | 85381090
5511 | Finished Good | Metering Current Transformers | ENCAPSULATED CT ( ROUND ID-20mm) | TAPE WOUND WIRE TYPE (Window 20) | 147 | MTW 51 -2.5B-20-2T (50/1A- Ring Type Metering ENCP MTR1 SCND 1 A- CLS 1- BRDN 2.5VA) | 5511 | 3003163 | 85381090
5510 | Finished Good | Metering Current Transformers | ENCAPSULATED CT ( ROUND ID-30mm) | TAPE WOUND WIRE TYPE (Window 30) | 148 | MTW 51 -2.5A-30-(2T) (50/1A- Ring Type Metering ENCP MTR2 SCND 1 A- CLS 3- BRDN 2.5VA) | 5510 | 3003019 | 85381090
5509 | Finished Good | Metering Current Transformers | ENCAPSULATED CT ( ROUND ID-20mm) | TAPE WOUND WIRE TYPE (Window 20) | 147 | MTW 51 -2.5A-20-2T (50/1A- Ring Type Metering ENCP MTR1 SCND 1 A- CLS 3- BRDN 2.5VA) | 5509 | 3003199 | 85381090
5508 | Finished Good | Metering Current Transformers | ENCAPSULATED CT ( ROUND ID-80mm) | TAPE WOUND WIRE TYPE (Window 80) | 151 | MTW 505 -5C-80 (500/5A- Ring Type Metering ENCP MTR5 SCND 5A- CLS 0.5- BRDN 5VA) | 5508 | 3002524 | 85381090
5507 | Finished Good | Metering Current Transformers | ENCAPSULATED CT ( ROUND ID-57mm) | TAPE WOUND WIRE TYPE (Window 57) | 150 | MTW 505 -5C-57 (500/5A- Ring Type Metering ENCP MTR4 SCND 5A- CLS 0.5- BRDN 5VA) | 5507 | 3002614 | 85381090
5506 | Finished Good | Metering Current Transformers | ENCAPSULATED CT ( ROUND ID-80mm) | TAPE WOUND WIRE TYPE (Window 80) | 151 | MTW 505 -5B-80 (500/5A- Ring Type Metering ENCP MTR5 SCND 5A- CLS 1- BRDN 5VA) | 5506 | 3002532 | 85381090
5505 | Finished Good | Metering Current Transformers | ENCAPSULATED CT ( ROUND ID-57mm) | TAPE WOUND WIRE TYPE (Window 57) | 150 | MTW 505 -5B-57 (500/5A- Ring Type Metering ENCP MTR4 SCND 5A- CLS 1- BRDN 5VA) | 5505 | 3002630 | 85381090
5504 | Finished Good | Metering Current Transformers | ENCAPSULATED CT ( ROUND ID-80mm) | TAPE WOUND WIRE TYPE (Window 80) | 151 | MTW 505 -5A-80 (500/5A- Ring Type Metering ENCP MTR5 SCND 5A- CLS 3- BRDN 5VA) | 5504 | 3002538 | 85381090
5503 | Finished Good | Metering Current Transformers | ENCAPSULATED CT ( ROUND ID-57mm) | TAPE WOUND WIRE TYPE (Window 57) | 150 | MTW 505 -5A-57 (500/5A- Ring Type Metering ENCP MTR4 SCND 5A- CLS 3- BRDN 5VA) | 5503 | 3002646 | 85381090
5502 | Finished Good | Metering Current Transformers | ENCAPSULATED CT ( ROUND ID-80mm) | TAPE WOUND WIRE TYPE (Window 80) | 151 | MTW 505 -15A-80 (500/5A- Ring Type Metering ENCP MTR5 SCND 5A- CLS 3- BRDN 15VA) | 5502 | 3002476 | 85381090
5501 | Finished Good | Metering Current Transformers | ENCAPSULATED CT ( ROUND ID-57mm) | TAPE WOUND WIRE TYPE (Window 57) | 150 | MTW 505 -15A-57 (500/5A- Ring Type Metering ENCP MTR4 SCND 5A- CLS 3- BRDN 15VA) | 5501 | 3002566 | 85381090
5500 | Finished Good | Metering Current Transformers | ENCAPSULATED CT ( ROUND ID-80mm) | TAPE WOUND WIRE TYPE (Window 80) | 151 | MTW 505 -10C-80 (500/5A- Ring Type Metering ENCP MTR5 SCND 5A- CLS 0.5- BRDN 10VA) | 5500 | 3002460 | 85381090
5499 | Finished Good | Metering Current Transformers | ENCAPSULATED CT ( ROUND ID-57mm) | TAPE WOUND WIRE TYPE (Window 57) | 150 | MTW 505 -10C-57 (500/5A- Ring Type Metering ENCP MTR4 SCND 5A- CLS 0.5- BRDN 10VA) | 5499 | 3002551 | 85381090
5498 | Finished Good | Metering Current Transformers | ENCAPSULATED CT ( ROUND ID-80mm) | TAPE WOUND WIRE TYPE (Window 80) | 151 | MTW 505 -10B-80 (500/5A- Ring Type Metering ENCP MTR5 SCND 5A- CLS 1- BRDN 10VA) | 5498 | 3002492 | 85381090
5497 | Finished Good | Metering Current Transformers | ENCAPSULATED CT ( ROUND ID-80mm) | TAPE WOUND WIRE TYPE (Window 80) | 151 | MTW 505 -10B-80 (500/1A- Ring Type Metering ENCP MTR5 SCND 1A- CLS 1- BRDN 10VA) | 5497 | 3002484 | 85381090
5496 | Finished Good | Metering Current Transformers | ENCAPSULATED CT ( ROUND ID-57mm) | TAPE WOUND WIRE TYPE (Window 57) | 150 | MTW 505 -10B-57 (500/5A- Ring Type Metering ENCP MTR4 SCND 5A- CLS 1- BRDN 10VA) | 5496 | 3002582 | 85381090
5495 | Finished Good | Metering Current Transformers | ENCAPSULATED CT ( ROUND ID-80mm) | TAPE WOUND WIRE TYPE (Window 80) | 151 | MTW 505 -10A-80 (500/5A- Ring Type Metering ENCP MTR5 SCND 5A- CLS 3- BRDN 10VA) | 5495 | 3002508 | 85381090
5494 | Finished Good | Metering Current Transformers | ENCAPSULATED CT ( ROUND ID-80mm) | TAPE WOUND WIRE TYPE (Window 80) | 151 | MTW 505 -10A-80 (500/1A- Ring Type Metering ENCP MTR5 SCND 1A- CLS 3- BRDN 10VA) | 5494 | 3002500 | 85381090
5493 | Finished Good | Metering Current Transformers | ENCAPSULATED CT ( ROUND ID-57mm) | TAPE WOUND WIRE TYPE (Window 57) | 150 | MTW 505 -10A-57 (500/5A- Ring Type Metering ENCP MTR4 SCND 5A- CLS 3- BRDN 10VA) | 5493 | 3002598 | 85381090
5492 | Finished Good | Metering Current Transformers | ENCAPSULATED CT ( ROUND ID-80mm) | TAPE WOUND WIRE TYPE (Window 80) | 151 | MTW 501 -5C-80 (500/1A- Ring Type Metering ENCP MTR5 SCND 1A- CLS 0.5- BRDN 5VA) | 5492 | 3002516 | 85381090
5491 | Finished Good | Metering Current Transformers | ENCAPSULATED CT ( ROUND ID-57mm) | TAPE WOUND WIRE TYPE (Window 57) | 150 | MTW 501 -5C-57 (500/1A- Ring Type Metering ENCP MTR4 SCND 1A- CLS 0.5- BRDN 5VA) | 5491 | 3002606 | 85381090
5490 | Finished Good | Metering Current Transformers | ENCAPSULATED CT ( ROUND ID-80mm) | TAPE WOUND WIRE TYPE (Window 80) | 151 | MTW 501 -5B-80 (500/1A- Ring Type Metering ENCP MTR5 SCND 1A- CLS 1- BRDN 5VA) | 5490 | 3002528 | 85381090
5489 | Finished Good | Metering Current Transformers | ENCAPSULATED CT ( ROUND ID-57mm) | TAPE WOUND WIRE TYPE (Window 57) | 150 | MTW 501 -5B-57 (500/1A- Ring Type Metering ENCP MTR4 SCND 1A- CLS 1- BRDN 5VA) | 5489 | 3002622 | 85381090
5488 | Finished Good | Metering Current Transformers | ENCAPSULATED CT ( ROUND ID-80mm) | TAPE WOUND WIRE TYPE (Window 80) | 151 | MTW 501 -5A-80 (500/1A- Ring Type Metering ENCP MTR5 SCND 1A- CLS 3- BRDN 5VA) | 5488 | 3002534 | 85381090
5487 | Finished Good | Metering Current Transformers | ENCAPSULATED CT ( ROUND ID-57mm) | TAPE WOUND WIRE TYPE (Window 57) | 150 | MTW 501 -5A-57 (500/1A- Ring Type Metering ENCP MTR4 SCND 1A- CLS 3- BRDN 5VA) | 5487 | 3002638 | 85381090
5486 | Finished Good | Metering Current Transformers | ENCAPSULATED CT ( ROUND ID-80mm) | TAPE WOUND WIRE TYPE (Window 80) | 151 | MTW 501 -15A-80 (500/1A- Ring Type Metering ENCP MTR5 SCND 1A- CLS 3- BRDN 15VA) | 5486 | 3002468 | 85381090
5485 | Finished Good | Metering Current Transformers | ENCAPSULATED CT ( ROUND ID-57mm) | TAPE WOUND WIRE TYPE (Window 57) | 150 | MTW 501 -15A-57 (500/1A- Ring Type Metering ENCP MTR4 SCND 1A- CLS 3- BRDN 15VA) | 5485 | 3002558 | 85381090
5484 | Finished Good | Metering Current Transformers | ENCAPSULATED CT ( ROUND ID-80mm) | TAPE WOUND WIRE TYPE (Window 80) | 151 | MTW 501 -10C-80 (500/1A- Ring Type Metering ENCP MTR5 SCND 1A- CLS 0.5- BRDN 10VA) | 5484 | 3002452 | 85381090
5483 | Finished Good | Metering Current Transformers | ENCAPSULATED CT ( ROUND ID-57mm) | TAPE WOUND WIRE TYPE (Window 57) | 150 | MTW 501 -10C-57 (500/1A- Ring Type Metering ENCP MTR4 SCND 1A- CLS 0.5- BRDN 10VA) | 5483 | 3002545 | 85381090
5482 | Finished Good | Metering Current Transformers | ENCAPSULATED CT ( ROUND ID-57mm) | TAPE WOUND WIRE TYPE (Window 57) | 150 | MTW 501 -10B-57 (500/1A- Ring Type Metering ENCP MTR4 SCND 1A- CLS 1- BRDN 10VA) | 5482 | 3002574 | 85381090
5481 | Finished Good | Metering Current Transformers | ENCAPSULATED CT ( ROUND ID-57mm) | TAPE WOUND WIRE TYPE (Window 57) | 150 | MTW 501 -10A-57 (500/1A- Ring Type Metering ENCP MTR4 SCND 1A- CLS 3- BRDN 10VA) | 5481 | 3002590 | 85381090
5480 | Out Sourced / Processed Material | THERMOSET MATERIAL | Consumable | CT CASE | 113 | MTW 5(Window 80) Red (encp RESIN CAST TW WIRE - MTR 5(ID 80)) | 5480 | 2001082 | 85381090
5479 | Out Sourced / Processed Material | THERMOSET MATERIAL | Consumable | CT CASE | 113 | MTW 5(Window 80) Grey (encp TW WIRE - MTR 5(ID 80)) | 5479 | 2001094 | 85381090
5478 | Finished Good | Metering Current Transformers | ENCAPSULATED CT ( ROUND ID-30mm) | TAPE WOUND WIRE TYPE (Window 30) | 148 | MTW 45 -5C-30-(2T) (40/5A- Ring Type Metering ENCP MTR2 SCND 5 A- CLS 0.5- BRDN 5VA) | 5478 | 3002834 | 85381090
5477 | Finished Good | Metering Current Transformers | ENCAPSULATED CT ( ROUND ID-30mm) | TAPE WOUND WIRE TYPE (Window 30) | 148 | MTW 45 -5B-30-(2T) (40/5A- Ring Type Metering ENCP MTR2 SCND 5 A- CLS 1- BRDN 5VA) | 5477 | 3002878 | 85381090
5476 | Finished Good | Metering Current Transformers | ENCAPSULATED CT ( ROUND ID-20mm) | TAPE WOUND WIRE TYPE (Window 20) | 147 | MTW 45 -5B-20-2T (40/5A- Ring Type Metering ENCP MTR1 SCND 5 A- CLS 1- BRDN 5VA) | 5476 | 3003074 | 85381090
5475 | Finished Good | Metering Current Transformers | ENCAPSULATED CT ( ROUND ID-30mm) | TAPE WOUND WIRE TYPE (Window 30) | 148 | MTW 45 -5A-30-(2T) (40/5A- Ring Type Metering ENCP MTR2 SCND 5 A- CLS 3- BRDN 5VA) | 5475 | 3002922 | 85381090
5474 | Finished Good | Metering Current Transformers | ENCAPSULATED CT ( ROUND ID-20mm) | TAPE WOUND WIRE TYPE (Window 20) | 147 | MTW 45 -5A-20-2T (40/5A- Ring Type Metering ENCP MTR1 SCND 5 A- CLS 3- BRDN 5VA) | 5474 | 3003110 | 85381090
5473 | Finished Good | Metering Current Transformers | ENCAPSULATED CT ( ROUND ID-30mm) | TAPE WOUND WIRE TYPE (Window 30) | 148 | MTW 45 -2.5C-30-(2T) (40/5A- Ring Type Metering ENCP MTR2 SCND 5 A- CLS 0.5- BRDN 2.5VA) | 5473 | 3002966 | 85381090
5472 | Finished Good | Metering Current Transformers | ENCAPSULATED CT ( ROUND ID-20mm) | TAPE WOUND WIRE TYPE (Window 20) | 147 | MTW 45 -2.5C-20-2T (40/5A- Ring Type Metering ENCP MTR1 SCND 5 A- CLS 0.5- BRDN 2.5VA) | 5472 | 3003146 | 85381090
5471 | Finished Good | Metering Current Transformers | ENCAPSULATED CT ( ROUND ID-30mm) | TAPE WOUND WIRE TYPE (Window 30) | 148 | MTW 45 -2.5B-30-(2T) (40/5A- Ring Type Metering ENCP MTR2 SCND 5 A- CLS 1- BRDN 2.5VA) | 5471 | 3003002 | 85381090
5470 | Finished Good | Metering Current Transformers | ENCAPSULATED CT ( ROUND ID-20mm) | TAPE WOUND WIRE TYPE (Window 20) | 147 | MTW 45 -2.5B-20-2T (40/5A- Ring Type Metering ENCP MTR1 SCND 5 A- CLS 1- BRDN 2.5VA) | 5470 | 3003182 | 85381090
5469 | Finished Good | Metering Current Transformers | ENCAPSULATED CT ( ROUND ID-30mm) | TAPE WOUND WIRE TYPE (Window 30) | 148 | MTW 45 -2.5A-30-(2T) (40/5A- Ring Type Metering ENCP MTR2 SCND 5 A- CLS 3- BRDN 2.5VA) | 5469 | 3003038 | 85381090
5468 | Finished Good | Metering Current Transformers | ENCAPSULATED CT ( ROUND ID-20mm) | TAPE WOUND WIRE TYPE (Window 20) | 147 | MTW 45 -2.5A-20-2T (40/5A- Ring Type Metering ENCP MTR1 SCND 5 A- CLS 3- BRDN 2.5VA) | 5468 | 3003218 | 85381090
5467 | Finished Good | Metering Current Transformers | ENCAPSULATED CT ( ROUND ID-30mm) | TAPE WOUND WIRE TYPE (Window 30) | 148 | MTW 41 -5C-30-(2T) (40/1A- Ring Type Metering ENCP MTR2 SCND 1 A- CLS 0.5- BRDN 5VA) | 5467 | 3002812 | 85381090
5466 | Finished Good | Metering Current Transformers | ENCAPSULATED CT ( ROUND ID-30mm) | TAPE WOUND WIRE TYPE (Window 30) | 148 | MTW 41 -5B-30-(2T) (40/1A- Ring Type Metering ENCP MTR2 SCND 1 A- CLS 1- BRDN 5VA) | 5466 | 3002856 | 85381090
5465 | Finished Good | Metering Current Transformers | ENCAPSULATED CT ( ROUND ID-20mm) | TAPE WOUND WIRE TYPE (Window 20) | 147 | MTW 41 -5B-20-2T (40/1A- Ring Type Metering ENCP MTR1 SCND 1 A- CLS 1- BRDN 5VA) | 5465 | 3003056 | 85381090
5464 | Finished Good | Metering Current Transformers | ENCAPSULATED CT ( ROUND ID-30mm) | TAPE WOUND WIRE TYPE (Window 30) | 148 | MTW 41 -5A-30-(2T) (40/1A- Ring Type Metering ENCP MTR2 SCND 1 A- CLS 3- BRDN 5VA) | 5464 | 3002900 | 85381090
5463 | Finished Good | Metering Current Transformers | ENCAPSULATED CT ( ROUND ID-20mm) | TAPE WOUND WIRE TYPE (Window 20) | 147 | MTW 41 -5A-20-2T (40/1A- Ring Type Metering ENCP MTR1 SCND 1 A- CLS 3- BRDN 5VA) | 5463 | 3003092 | 85381090
5462 | Finished Good | Metering Current Transformers | ENCAPSULATED CT ( ROUND ID-30mm) | TAPE WOUND WIRE TYPE (Window 30) | 148 | MTW 41 -2.5C-30-(2T) (40/1A- Ring Type Metering ENCP MTR2 SCND 1 A- CLS 0.5- BRDN 2.5VA) | 5462 | 3002944 | 85381090
5461 | Finished Good | Metering Current Transformers | ENCAPSULATED CT ( ROUND ID-20mm) | TAPE WOUND WIRE TYPE (Window 20) | 147 | MTW 41 -2.5C-20-2T (40/1A- Ring Type Metering ENCP MTR1 SCND 1 A- CLS 0.5- BRDN 2.5VA) | 5461 | 3003128 | 85381090
5460 | Finished Good | Metering Current Transformers | ENCAPSULATED CT ( ROUND ID-30mm) | TAPE WOUND WIRE TYPE (Window 30) | 148 | MTW 41 -2.5B-30-(2T) (40/1A- Ring Type Metering ENCP MTR2 SCND 1 A- CLS 1- BRDN 2.5VA) | 5460 | 3002984 | 85381090
5459 | Finished Good | Metering Current Transformers | ENCAPSULATED CT ( ROUND ID-20mm) | TAPE WOUND WIRE TYPE (Window 20) | 147 | MTW 41 -2.5B-20-2T (40/1A- Ring Type Metering ENCP MTR1 SCND 1 A- CLS 1- BRDN 2.5VA) | 5459 | 3003164 | 85381090
5458 | Finished Good | Metering Current Transformers | ENCAPSULATED CT ( ROUND ID-30mm) | TAPE WOUND WIRE TYPE (Window 30) | 148 | MTW 41 -2.5A-30-(2T) (40/1A- Ring Type Metering ENCP MTR2 SCND 1 A- CLS 3- BRDN 2.5VA) | 5458 | 3003020 | 85381090
5457 | Finished Good | Metering Current Transformers | ENCAPSULATED CT ( ROUND ID-20mm) | TAPE WOUND WIRE TYPE (Window 20) | 147 | MTW 41 -2.5A-20-2T (40/1A- Ring Type Metering ENCP MTR1 SCND 1 A- CLS 3- BRDN 2.5VA) | 5457 | 3003200 | 85381090
5456 | Finished Good | Metering Current Transformers | ENCAPSULATED CT ( ROUND ID-57mm) | TAPE WOUND WIRE TYPE (Window 57) | 150 | MTW 405 -5C-57 (400/5A- Ring Type Metering ENCP MTR4 SCND 5A- CLS 0.5- BRDN 5VA) | 5456 | 3002615 | 85381090
5455 | Finished Good | Metering Current Transformers | ENCAPSULATED CT ( ROUND ID-42mm) | TAPE WOUND WIRE TYPE (Window 42) | 149 | MTW 405 -5C-42 (400/5A- Ring Type Metering ENCP MTR3 SCND 5 A- CLS 0.5- BRDN 5VA) | 5455 | 3002721 | 85381090
5454 | Finished Good | Metering Current Transformers | ENCAPSULATED CT ( ROUND ID-57mm) | TAPE WOUND WIRE TYPE (Window 57) | 150 | MTW 405 -5B-57 (400/5A- Ring Type Metering ENCP MTR4 SCND 5A- CLS 1- BRDN 5VA) | 5454 | 3002631 | 85381090
5453 | Finished Good | Metering Current Transformers | ENCAPSULATED CT ( ROUND ID-42mm) | TAPE WOUND WIRE TYPE (Window 42) | 149 | MTW 405 -5B-42 (400/5A- Ring Type Metering ENCP MTR3 SCND 5 A- CLS 1- BRDN 5VA) | 5453 | 3002737 | 85381090
5452 | Finished Good | Metering Current Transformers | ENCAPSULATED CT ( ROUND ID-57mm) | TAPE WOUND WIRE TYPE (Window 57) | 150 | MTW 405 -5A-57 (400/5A- Ring Type Metering ENCP MTR4 SCND 5A- CLS 3- BRDN 5VA) | 5452 | 3002647 | 85381090
5451 | Finished Good | Metering Current Transformers | ENCAPSULATED CT ( ROUND ID-42mm) | TAPE WOUND WIRE TYPE (Window 42) | 149 | MTW 405 -5A-42 (400/5A- Ring Type Metering ENCP MTR3 SCND 5 A- CLS 3- BRDN 5VA) | 5451 | 3002753 | 85381090
5450 | Finished Good | Metering Current Transformers | ENCAPSULATED CT ( ROUND ID-42mm) | TAPE WOUND WIRE TYPE (Window 42) | 149 | MTW 405 -15C-42 (400/5A- Ring Type Metering ENCP MTR3 SCND 5A- CLS 0.5- BRDN 15VA) | 5450 | 3002654 | 85381090
5449 | Finished Good | Metering Current Transformers | ENCAPSULATED CT ( ROUND ID-57mm) | TAPE WOUND WIRE TYPE (Window 57) | 150 | MTW 405 -15A-57 (400/5A- Ring Type Metering ENCP MTR4 SCND 5A- CLS 3- BRDN 15VA) | 5449 | 3002567 | 85381090
5448 | Finished Good | Metering Current Transformers | ENCAPSULATED CT ( ROUND ID-42mm) | TAPE WOUND WIRE TYPE (Window 42) | 149 | MTW 405 -15A-42 (400/5A- Ring Type Metering ENCP MTR3 SCND 5 A- CLS 3- BRDN 15VA) | 5448 | 3002673 | 85381090
5447 | Finished Good | Metering Current Transformers | ENCAPSULATED CT ( ROUND ID-57mm) | TAPE WOUND WIRE TYPE (Window 57) | 150 | MTW 405 -10C-57 (400/5A- Ring Type Metering ENCP MTR4 SCND 5A- CLS 0.5- BRDN 10VA) | 5447 | 3002552 | 85381090
5446 | Finished Good | Metering Current Transformers | ENCAPSULATED CT ( ROUND ID-42mm) | TAPE WOUND WIRE TYPE (Window 42) | 149 | MTW 405 -10C-42 (400/5A- Ring Type Metering ENCP MTR3 SCND 5A- CLS 0.5- BRDN 10VA) | 5446 | 3002660 | 85381090
5445 | Finished Good | Metering Current Transformers | ENCAPSULATED CT ( ROUND ID-57mm) | TAPE WOUND WIRE TYPE (Window 57) | 150 | MTW 405 -10B-57 (400/5A- Ring Type Metering ENCP MTR4 SCND 5A- CLS 1- BRDN 10VA) | 5445 | 3002583 | 85381090
5444 | Finished Good | Metering Current Transformers | ENCAPSULATED CT ( ROUND ID-42mm) | TAPE WOUND WIRE TYPE (Window 42) | 149 | MTW 405 -10B-42 (400/5A- Ring Type Metering ENCP MTR3 SCND 5 A- CLS 1- BRDN 10VA) | 5444 | 3002689 | 85381090
5443 | Finished Good | Metering Current Transformers | ENCAPSULATED CT ( ROUND ID-57mm) | TAPE WOUND WIRE TYPE (Window 57) | 150 | MTW 405 -10A-57 (400/5A- Ring Type Metering ENCP MTR4 SCND 5A- CLS 3- BRDN 10VA) | 5443 | 3002599 | 85381090
5442 | Finished Good | Metering Current Transformers | ENCAPSULATED CT ( ROUND ID-42mm) | TAPE WOUND WIRE TYPE (Window 42) | 149 | MTW 405 -10A-42 (400/5A- Ring Type Metering ENCP MTR3 SCND 5 A- CLS 3- BRDN 10VA) | 5442 | 3002705 | 85381090
5441 | Finished Good | Metering Current Transformers | ENCAPSULATED CT ( ROUND ID-57mm) | TAPE WOUND WIRE TYPE (Window 57) | 150 | MTW 401 -5C-57 (400/1A- Ring Type Metering ENCP MTR4 SCND 1A- CLS 0.5- BRDN 5VA) | 5441 | 3002607 | 85381090
5440 | Finished Good | Metering Current Transformers | ENCAPSULATED CT ( ROUND ID-42mm) | TAPE WOUND WIRE TYPE (Window 42) | 149 | MTW 401 -5C-42 (400/1A- Ring Type Metering ENCP MTR3 SCND 1A- CLS 0.5- BRDN 5VA) | 5440 | 3002713 | 85381090
5439 | Finished Good | Metering Current Transformers | ENCAPSULATED CT ( ROUND ID-57mm) | TAPE WOUND WIRE TYPE (Window 57) | 150 | MTW 401 -5B-57 (400/1A- Ring Type Metering ENCP MTR4 SCND 1A- CLS 1- BRDN 5VA) | 5439 | 3002623 | 85381090
5438 | Finished Good | Metering Current Transformers | ENCAPSULATED CT ( ROUND ID-42mm) | TAPE WOUND WIRE TYPE (Window 42) | 149 | MTW 401 -5B-42 (400/1A- Ring Type Metering ENCP MTR3 SCND 1A- CLS 1- BRDN 5VA) | 5438 | 3002729 | 85381090
5437 | Finished Good | Metering Current Transformers | ENCAPSULATED CT ( ROUND ID-57mm) | TAPE WOUND WIRE TYPE (Window 57) | 150 | MTW 401 -5A-57 (400/1A- Ring Type Metering ENCP MTR4 SCND 1A- CLS 3- BRDN 5VA) | 5437 | 3002639 | 85381090
5436 | Finished Good | Metering Current Transformers | ENCAPSULATED CT ( ROUND ID-42mm) | TAPE WOUND WIRE TYPE (Window 42) | 149 | MTW 401 -5A-42 (400/1A- Ring Type Metering ENCP MTR3 SCND 1A- CLS 3- BRDN 5VA) | 5436 | 3002745 | 85381090
5435 | Finished Good | Metering Current Transformers | ENCAPSULATED CT ( ROUND ID-42mm) | TAPE WOUND WIRE TYPE (Window 42) | 149 | MTW 401 -15B-42 (400/1A- Ring Type Metering ENCP MTR3 SCND 1A- CLS 0.5- BRDN 15VA) | 5435 | 3002656 | 85381090
5434 | Finished Good | Metering Current Transformers | ENCAPSULATED CT ( ROUND ID-57mm) | TAPE WOUND WIRE TYPE (Window 57) | 150 | MTW 401 -15A-57 (400/1A- Ring Type Metering ENCP MTR4 SCND 1A- CLS 3- BRDN 15VA) | 5434 | 3002559 | 85381090
5433 | Finished Good | Metering Current Transformers | ENCAPSULATED CT ( ROUND ID-42mm) | TAPE WOUND WIRE TYPE (Window 42) | 149 | MTW 401 -15A-42 (400/1A- Ring Type Metering ENCP MTR3 SCND 1A- CLS 3- BRDN 15VA) | 5433 | 3002665 | 85381090
5432 | Finished Good | Metering Current Transformers | ENCAPSULATED CT ( ROUND ID-57mm) | TAPE WOUND WIRE TYPE (Window 57) | 150 | MTW 401 -10C-57 (400/1A- Ring Type Metering ENCP MTR4 SCND 1A- CLS 0.5- BRDN 10VA) | 5432 | 3002546 | 85381090
5431 | Finished Good | Metering Current Transformers | ENCAPSULATED CT ( ROUND ID-42mm) | TAPE WOUND WIRE TYPE (Window 42) | 149 | MTW 401 -10C-42 (400/1A- Ring Type Metering ENCP MTR3 SCND 1A- CLS 0.5- BRDN 10VA) | 5431 | 3002658 | 85381090
5430 | Finished Good | Metering Current Transformers | ENCAPSULATED CT ( ROUND ID-57mm) | TAPE WOUND WIRE TYPE (Window 57) | 150 | MTW 401 -10B-57 (400/1A- Ring Type Metering ENCP MTR4 SCND 1A- CLS 1- BRDN 10VA) | 5430 | 3002575 | 85381090
5429 | Finished Good | Metering Current Transformers | ENCAPSULATED CT ( ROUND ID-42mm) | TAPE WOUND WIRE TYPE (Window 42) | 149 | MTW 401 -10B-42 (400/1A- Ring Type Metering ENCP MTR3 SCND 1A- CLS 1- BRDN 10VA) | 5429 | 3002681 | 85381090
5428 | Finished Good | Metering Current Transformers | ENCAPSULATED CT ( ROUND ID-57mm) | TAPE WOUND WIRE TYPE (Window 57) | 150 | MTW 401 -10A-57 (400/1A- Ring Type Metering ENCP MTR4 SCND 1A- CLS 3- BRDN 10VA) | 5428 | 3002591 | 85381090
5427 | Finished Good | Metering Current Transformers | ENCAPSULATED CT ( ROUND ID-42mm) | TAPE WOUND WIRE TYPE (Window 42) | 149 | MTW 401 -10A-42 (400/1A- Ring Type Metering ENCP MTR3 SCND 1A- CLS 3- BRDN 10VA) | 5427 | 3002697 | 85381090
5426 | Out Sourced / Processed Material | THERMOSET MATERIAL | Consumable | CT CASE | 113 | MTW 4(Window 57) Red (encp RESIN CAST TW WIRE - MTR 4(ID 57)) | 5426 | 2001083 | 85381090
5425 | Out Sourced / Processed Material | THERMOSET MATERIAL | Consumable | CT CASE | 113 | MTW 4(Window 57) Grey (encp TW WIRE - MTR 4(ID 57)) | 5425 | 2001095 | 85381090
5424 | Finished Good | Metering Current Transformers | ENCAPSULATED CT ( ROUND ID-30mm) | TAPE WOUND WIRE TYPE (Window 30) | 148 | MTW 35-5C-30-(4T) (30/5A- Ring Type Metering ENCP MTR2 SCND 5 A- CLS 0.5- BRDN 5VA) | 5424 | 3002835 | 85381090
5423 | Finished Good | Metering Current Transformers | ENCAPSULATED CT ( ROUND ID-30mm) | TAPE WOUND WIRE TYPE (Window 30) | 148 | MTW 35-5B-30-(4T) (30/5A- Ring Type Metering ENCP MTR2 SCND 5 A- CLS 1- BRDN 5VA) | 5423 | 3002879 | 85381090
5422 | Finished Good | Metering Current Transformers | ENCAPSULATED CT ( ROUND ID-20mm) | TAPE WOUND WIRE TYPE (Window 20) | 147 | MTW 35-5B-20-(4T) (30/5A- Ring Type Metering ENCP MTR1 SCND 5 A- CLS 1- BRDN 5VA) | 5422 | 3003075 | 85381090
5421 | Finished Good | Metering Current Transformers | ENCAPSULATED CT ( ROUND ID-30mm) | TAPE WOUND WIRE TYPE (Window 30) | 148 | MTW 35-5A-30-(4T) (30/5A- Ring Type Metering ENCP MTR2 SCND 5 A- CLS 3- BRDN 5VA) | 5421 | 3002923 | 85381090
5420 | Finished Good | Metering Current Transformers | ENCAPSULATED CT ( ROUND ID-20mm) | TAPE WOUND WIRE TYPE (Window 20) | 147 | MTW 35-5A-20-(4T) (30/5A- Ring Type Metering ENCP MTR1 SCND 5 A- CLS 3- BRDN 5VA) | 5420 | 3003111 | 85381090
5419 | Finished Good | Metering Current Transformers | ENCAPSULATED CT ( ROUND ID-30mm) | TAPE WOUND WIRE TYPE (Window 30) | 148 | MTW 35-2.5C-30-(4T) (30/5A- Ring Type Metering ENCP MTR2 SCND 5 A- CLS 0.5- BRDN 2.5VA) | 5419 | 3002967 | 85381090
5418 | Finished Good | Metering Current Transformers | ENCAPSULATED CT ( ROUND ID-20mm) | TAPE WOUND WIRE TYPE (Window 20) | 147 | MTW 35-2.5C-20-(4T) (30/5A- Ring Type Metering ENCP MTR1 SCND 5 A- CLS 0.5- BRDN 2.5VA) | 5418 | 3003147 | 85381090
5417 | Finished Good | Metering Current Transformers | ENCAPSULATED CT ( ROUND ID-30mm) | TAPE WOUND WIRE TYPE (Window 30) | 148 | MTW 35-2.5B-30-(4T) (30/5A- Ring Type Metering ENCP MTR2 SCND 5 A- CLS 1- BRDN 2.5VA) | 5417 | 3003003 | 85381090
5416 | Finished Good | Metering Current Transformers | ENCAPSULATED CT ( ROUND ID-20mm) | TAPE WOUND WIRE TYPE (Window 20) | 147 | MTW 35-2.5B-20-(4T) (30/5A- Ring Type Metering ENCP MTR1 SCND 5 A- CLS 1- BRDN 2.5VA) | 5416 | 3003183 | 85381090
5415 | Finished Good | Metering Current Transformers | ENCAPSULATED CT ( ROUND ID-30mm) | TAPE WOUND WIRE TYPE (Window 30) | 148 | MTW 35-2.5A-30-(4T) (30/5A- Ring Type Metering ENCP MTR2 SCND 5 A- CLS 3- BRDN 2.5VA) | 5415 | 3003039 | 85381090
5414 | Finished Good | Metering Current Transformers | ENCAPSULATED CT ( ROUND ID-20mm) | TAPE WOUND WIRE TYPE (Window 20) | 147 | MTW 35-2.5A-20-(4T) (30/5A- Ring Type Metering ENCP MTR1 SCND 5 A- CLS 3- BRDN 2.5VA) | 5414 | 3003219 | 85381090
5413 | Finished Good | Metering Current Transformers | ENCAPSULATED CT ( ROUND ID-30mm) | TAPE WOUND WIRE TYPE (Window 30) | 148 | MTW 31-5C-30-(4T) (30/1A- Ring Type Metering ENCP MTR2 SCND 1 A- CLS 0.5- BRDN 5VA) | 5413 | 3002813 | 85381090
5412 | Finished Good | Metering Current Transformers | ENCAPSULATED CT ( ROUND ID-30mm) | TAPE WOUND WIRE TYPE (Window 30) | 148 | MTW 31-5B-30-(4T) (30/1A- Ring Type Metering ENCP MTR2 SCND 1 A- CLS 1- BRDN 5VA) | 5412 | 3002857 | 85381090
5411 | Finished Good | Metering Current Transformers | ENCAPSULATED CT ( ROUND ID-20mm) | TAPE WOUND WIRE TYPE (Window 20) | 147 | MTW 31-5B-20-(4T) (30/1A- Ring Type Metering ENCP MTR1 SCND 1 A- CLS 1- BRDN 5VA) | 5411 | 3003057 | 85381090
5410 | Finished Good | Metering Current Transformers | ENCAPSULATED CT ( ROUND ID-30mm) | TAPE WOUND WIRE TYPE (Window 30) | 148 | MTW 31-5A-30-(4T) (30/1A- Ring Type Metering ENCP MTR2 SCND 1 A- CLS 3- BRDN 5VA) | 5410 | 3002901 | 85381090
5409 | Finished Good | Metering Current Transformers | ENCAPSULATED CT ( ROUND ID-20mm) | TAPE WOUND WIRE TYPE (Window 20) | 147 | MTW 31-5A-20-(4T) (30/1A- Ring Type Metering ENCP MTR1 SCND 1 A- CLS 3- BRDN 5VA) | 5409 | 3003093 | 85381090
5408 | Finished Good | Metering Current Transformers | ENCAPSULATED CT ( ROUND ID-30mm) | TAPE WOUND WIRE TYPE (Window 30) | 148 | MTW 31-2.5C-30-(4T) (30/1A- Ring Type Metering ENCP MTR2 SCND 1 A- CLS 0.5- BRDN 2.5VA) | 5408 | 3002945 | 85381090
5407 | Finished Good | Metering Current Transformers | ENCAPSULATED CT ( ROUND ID-20mm) | TAPE WOUND WIRE TYPE (Window 20) | 147 | MTW 31-2.5C-20-(4T) (30/1A- Ring Type Metering ENCP MTR1 SCND 1 A- CLS 0.5- BRDN 2.5VA) | 5407 | 3003129 | 85381090
5406 | Finished Good | Metering Current Transformers | ENCAPSULATED CT ( ROUND ID-30mm) | TAPE WOUND WIRE TYPE (Window 30) | 148 | MTW 31-2.5B-30-(4T) (30/1A- Ring Type Metering ENCP MTR2 SCND 1 A- CLS 1- BRDN 2.5VA) | 5406 | 3002985 | 85381090
5405 | Finished Good | Metering Current Transformers | ENCAPSULATED CT ( ROUND ID-20mm) | TAPE WOUND WIRE TYPE (Window 20) | 147 | MTW 31-2.5B-20-(4T) (30/1A- Ring Type Metering ENCP MTR1 SCND 1 A- CLS 1- BRDN 2.5VA) | 5405 | 3003165 | 85381090
5404 | Finished Good | Metering Current Transformers | ENCAPSULATED CT ( ROUND ID-30mm) | TAPE WOUND WIRE TYPE (Window 30) | 148 | MTW 31-2.5A-30-(4T) (30/1A- Ring Type Metering ENCP MTR2 SCND 1 A- CLS 3- BRDN 2.5VA) | 5404 | 3003021 | 85381090
5403 | Finished Good | Metering Current Transformers | ENCAPSULATED CT ( ROUND ID-20mm) | TAPE WOUND WIRE TYPE (Window 20) | 147 | MTW 31-2.5A-20-(4T) (30/1A- Ring Type Metering ENCP MTR1 SCND 1 A- CLS 3- BRDN 2.5VA) | 5403 | 3003201 | 85381090
5402 | Finished Good | Metering Current Transformers | ENCAPSULATED CT ( ROUND ID-30mm) | TAPE WOUND WIRE TYPE (Window 30) | 148 | MTW 30-5C-30-(4T) (25/5A- Ring Type Metering ENCP MTR2 SCND 5 A- CLS 0.5- BRDN 5VA) | 5402 | 3002836 | 85381090
5401 | Finished Good | Metering Current Transformers | ENCAPSULATED CT ( ROUND ID-30mm) | TAPE WOUND WIRE TYPE (Window 30) | 148 | MTW 30-5B-30-(4T) (25/5A- Ring Type Metering ENCP MTR2 SCND 5 A- CLS 1- BRDN 5VA) | 5401 | 3002880 | 85381090
5400 | Finished Good | Metering Current Transformers | ENCAPSULATED CT ( ROUND ID-20mm) | TAPE WOUND WIRE TYPE (Window 20) | 147 | MTW 30-5B-20-(4T) (25/5A- Ring Type Metering ENCP MTR1 SCND 5 A- CLS 1- BRDN 5VA) | 5400 | 3003076 | 85381090
5399 | Finished Good | Metering Current Transformers | ENCAPSULATED CT ( ROUND ID-30mm) | TAPE WOUND WIRE TYPE (Window 30) | 148 | MTW 30-5A-30-(4T) (25/5A- Ring Type Metering ENCP MTR2 SCND 5 A- CLS 3- BRDN 5VA) | 5399 | 3002924 | 85381090
5398 | Finished Good | Metering Current Transformers | ENCAPSULATED CT ( ROUND ID-20mm) | TAPE WOUND WIRE TYPE (Window 20) | 147 | MTW 30-5A-20-(4T) (25/5A- Ring Type Metering ENCP MTR1 SCND 5 A- CLS 3- BRDN 5VA) | 5398 | 3003112 | 85381090
5397 | Finished Good | Metering Current Transformers | ENCAPSULATED CT ( ROUND ID-57mm) | TAPE WOUND WIRE TYPE (Window 57) | 150 | MTW 305 -5C-57 (300/5A- Ring Type Metering ENCP MTR4 SCND 5A- CLS 0.5- BRDN 5VA) | 5397 | 3002616 | 85381090
5396 | Finished Good | Metering Current Transformers | ENCAPSULATED CT ( ROUND ID-42mm) | TAPE WOUND WIRE TYPE (Window 42) | 149 | MTW 305 -5C-42 (300/5A- Ring Type Metering ENCP MTR3 SCND 5 A- CLS 0.5- BRDN 5VA) | 5396 | 3002722 | 85381090
5395 | Finished Good | Metering Current Transformers | ENCAPSULATED CT ( ROUND ID-57mm) | TAPE WOUND WIRE TYPE (Window 57) | 150 | MTW 305 -5B-57 (300/5A- Ring Type Metering ENCP MTR4 SCND 5A- CLS 1- BRDN 5VA) | 5395 | 3002632 | 85381090
5394 | Finished Good | Metering Current Transformers | ENCAPSULATED CT ( ROUND ID-42mm) | TAPE WOUND WIRE TYPE (Window 42) | 149 | MTW 305 -5B-42 (300/5A- Ring Type Metering ENCP MTR3 SCND 5 A- CLS 1- BRDN 5VA) | 5394 | 3002738 | 85381090
5393 | Finished Good | Metering Current Transformers | ENCAPSULATED CT ( ROUND ID-57mm) | TAPE WOUND WIRE TYPE (Window 57) | 150 | MTW 305 -5A-57 (300/5A- Ring Type Metering ENCP MTR4 SCND 5A- CLS 3- BRDN 5VA) | 5393 | 3002648 | 85381090
5392 | Finished Good | Metering Current Transformers | ENCAPSULATED CT ( ROUND ID-42mm) | TAPE WOUND WIRE TYPE (Window 42) | 149 | MTW 305 -5A-42 (300/5A- Ring Type Metering ENCP MTR3 SCND 5 A- CLS 3- BRDN 5VA) | 5392 | 3002754 | 85381090
5391 | Finished Good | Metering Current Transformers | ENCAPSULATED CT ( ROUND ID-57mm) | TAPE WOUND WIRE TYPE (Window 57) | 150 | MTW 305 -2.5C-57 (300/5A- Ring Type Metering ENCP MTR4 SCND 5A- CLS 0.5- BRDN 2.5VA) | 5391 | 3002652 | 85381090
5390 | Finished Good | Metering Current Transformers | ENCAPSULATED CT ( ROUND ID-42mm) | TAPE WOUND WIRE TYPE (Window 42) | 149 | MTW 305 -2.5C-42 (300/5A- Ring Type Metering ENCP MTR3 SCND 5 A- CLS 0.5- BRDN 2.5VA) | 5390 | 3002766 | 85381090
5389 | Finished Good | Metering Current Transformers | ENCAPSULATED CT ( ROUND ID-57mm) | TAPE WOUND WIRE TYPE (Window 57) | 150 | MTW 305 -15A-57 (300/5A- Ring Type Metering ENCP MTR4 SCND 5A- CLS 3- BRDN 15VA) | 5389 | 3002568 | 85381090
5388 | Finished Good | Metering Current Transformers | ENCAPSULATED CT ( ROUND ID-42mm) | TAPE WOUND WIRE TYPE (Window 42) | 149 | MTW 305 -15A-42 (300/5A- Ring Type Metering ENCP MTR3 SCND 5 A- CLS 3- BRDN 15VA) | 5388 | 3002674 | 85381090
5387 | Finished Good | Metering Current Transformers | ENCAPSULATED CT ( ROUND ID-57mm) | TAPE WOUND WIRE TYPE (Window 57) | 150 | MTW 305 -10B-57 (300/5A- Ring Type Metering ENCP MTR4 SCND 5A- CLS 1- BRDN 10VA) | 5387 | 3002584 | 85381090
5386 | Finished Good | Metering Current Transformers | ENCAPSULATED CT ( ROUND ID-42mm) | TAPE WOUND WIRE TYPE (Window 42) | 149 | MTW 305 -10B-42 (300/5A- Ring Type Metering ENCP MTR3 SCND 5 A- CLS 1- BRDN 10VA) | 5386 | 3002690 | 85381090
5385 | Finished Good | Metering Current Transformers | ENCAPSULATED CT ( ROUND ID-57mm) | TAPE WOUND WIRE TYPE (Window 57) | 150 | MTW 305 -10A-57 (300/5A- Ring Type Metering ENCP MTR4 SCND 5A- CLS 3- BRDN 10VA) | 5385 | 3002600 | 85381090
5384 | Finished Good | Metering Current Transformers | ENCAPSULATED CT ( ROUND ID-42mm) | TAPE WOUND WIRE TYPE (Window 42) | 149 | MTW 305 -10A-42 (300/5A- Ring Type Metering ENCP MTR3 SCND 5 A- CLS 3- BRDN 10VA) | 5384 | 3002706 | 85381090
5383 | Finished Good | Metering Current Transformers | ENCAPSULATED CT ( ROUND ID-30mm) | TAPE WOUND WIRE TYPE (Window 30) | 148 | MTW 30-2.5C-30-(4T) (25/5A- Ring Type Metering ENCP MTR2 SCND 5 A- CLS 0.5- BRDN 2.5VA) | 5383 | 3002968 | 85381090
5382 | Finished Good | Metering Current Transformers | ENCAPSULATED CT ( ROUND ID-20mm) | TAPE WOUND WIRE TYPE (Window 20) | 147 | MTW 30-2.5C-20-(4T) (25/5A- Ring Type Metering ENCP MTR1 SCND 5 A- CLS 0.5- BRDN 2.5VA) | 5382 | 3003148 | 85381090
5381 | Finished Good | Metering Current Transformers | ENCAPSULATED CT ( ROUND ID-30mm) | TAPE WOUND WIRE TYPE (Window 30) | 148 | MTW 30-2.5B-30-(4T) (25/5A- Ring Type Metering ENCP MTR2 SCND 5 A- CLS 1- BRDN 2.5VA) | 5381 | 3003004 | 85381090
5380 | Finished Good | Metering Current Transformers | ENCAPSULATED CT ( ROUND ID-20mm) | TAPE WOUND WIRE TYPE (Window 20) | 147 | MTW 30-2.5B-20-(4T) (25/5A- Ring Type Metering ENCP MTR1 SCND 5 A- CLS 1- BRDN 2.5VA) | 5380 | 3003184 | 85381090
5379 | Finished Good | Metering Current Transformers | ENCAPSULATED CT ( ROUND ID-30mm) | TAPE WOUND WIRE TYPE (Window 30) | 148 | MTW 30-2.5A-30-(4T) (25/5A- Ring Type Metering ENCP MTR2 SCND 5 A- CLS 3- BRDN 2.5VA) | 5379 | 3003040 | 85381090
5378 | Finished Good | Metering Current Transformers | ENCAPSULATED CT ( ROUND ID-20mm) | TAPE WOUND WIRE TYPE (Window 20) | 147 | MTW 30-2.5A-20-(4T) (25/5A- Ring Type Metering ENCP MTR1 SCND 5 A- CLS 3- BRDN 2.5VA) | 5378 | 3003220 | 85381090
5377 | Finished Good | Metering Current Transformers | ENCAPSULATED CT ( ROUND ID-57mm) | TAPE WOUND WIRE TYPE (Window 57) | 150 | MTW 301 -5C-57 (300/1A- Ring Type Metering ENCP MTR4 SCND 1A- CLS 0.5- BRDN 5VA) | 5377 | 3002608 | 85381090
5376 | Finished Good | Metering Current Transformers | ENCAPSULATED CT ( ROUND ID-42mm) | TAPE WOUND WIRE TYPE (Window 42) | 149 | MTW 301 -5C-42 (300/1A- Ring Type Metering ENCP MTR3 SCND 1A- CLS 0.5- BRDN 5VA) | 5376 | 3002714 | 85381090
5375 | Finished Good | Metering Current Transformers | ENCAPSULATED CT ( ROUND ID-57mm) | TAPE WOUND WIRE TYPE (Window 57) | 150 | MTW 301 -5B-57 (300/1A- Ring Type Metering ENCP MTR4 SCND 1A- CLS 1- BRDN 5VA) | 5375 | 3002624 | 85381090
5374 | Finished Good | Metering Current Transformers | ENCAPSULATED CT ( ROUND ID-42mm) | TAPE WOUND WIRE TYPE (Window 42) | 149 | MTW 301 -5B-42 (300/1A- Ring Type Metering ENCP MTR3 SCND 1A- CLS 1- BRDN 5VA) | 5374 | 3002730 | 85381090
5373 | Finished Good | Metering Current Transformers | ENCAPSULATED CT ( ROUND ID-57mm) | TAPE WOUND WIRE TYPE (Window 57) | 150 | MTW 301 -5A-57 (300/1A- Ring Type Metering ENCP MTR4 SCND 1A- CLS 3- BRDN 5VA) | 5373 | 3002640 | 85381090
5372 | Finished Good | Metering Current Transformers | ENCAPSULATED CT ( ROUND ID-42mm) | TAPE WOUND WIRE TYPE (Window 42) | 149 | MTW 301 -5A-42 (300/1A- Ring Type Metering ENCP MTR3 SCND 1A- CLS 3- BRDN 5VA) | 5372 | 3002746 | 85381090
5371 | Finished Good | Metering Current Transformers | ENCAPSULATED CT ( ROUND ID-57mm) | TAPE WOUND WIRE TYPE (Window 57) | 150 | MTW 301 -2.5C-57 (300/1A- Ring Type Metering ENCP MTR4 SCND 1A- CLS 0.5- BRDN 2.5VA) | 5371 | 3002650 | 85381090
5370 | Finished Good | Metering Current Transformers | ENCAPSULATED CT ( ROUND ID-42mm) | TAPE WOUND WIRE TYPE (Window 42) | 149 | MTW 301 -2.5C-42 (300/1A- Ring Type Metering ENCP MTR3 SCND 1 A- CLS 0.5- BRDN 2.5VA) | 5370 | 3002760 | 85381090
5369 | Finished Good | Metering Current Transformers | ENCAPSULATED CT ( ROUND ID-57mm) | TAPE WOUND WIRE TYPE (Window 57) | 150 | MTW 301 -15A-57 (300/1A- Ring Type Metering ENCP MTR4 SCND 1A- CLS 3- BRDN 15VA) | 5369 | 3002560 | 85381090
5368 | Finished Good | Metering Current Transformers | ENCAPSULATED CT ( ROUND ID-42mm) | TAPE WOUND WIRE TYPE (Window 42) | 149 | MTW 301 -15A-42 (300/1A- Ring Type Metering ENCP MTR3 SCND 1A- CLS 3- BRDN 15VA) | 5368 | 3002666 | 85381090
5367 | Finished Good | Metering Current Transformers | ENCAPSULATED CT ( ROUND ID-57mm) | TAPE WOUND WIRE TYPE (Window 57) | 150 | MTW 301 -10B-57 (300/1A- Ring Type Metering ENCP MTR4 SCND 1A- CLS 1- BRDN 10VA) | 5367 | 3002576 | 85381090
5366 | Finished Good | Metering Current Transformers | ENCAPSULATED CT ( ROUND ID-42mm) | TAPE WOUND WIRE TYPE (Window 42) | 149 | MTW 301 -10B-42 (300/1A- Ring Type Metering ENCP MTR3 SCND 1A- CLS 1- BRDN 10VA) | 5366 | 3002682 | 85381090
5365 | Finished Good | Metering Current Transformers | ENCAPSULATED CT ( ROUND ID-57mm) | TAPE WOUND WIRE TYPE (Window 57) | 150 | MTW 301 -10A-57 (300/1A- Ring Type Metering ENCP MTR4 SCND 1A- CLS 3- BRDN 10VA) | 5365 | 3002592 | 85381090
5364 | Finished Good | Metering Current Transformers | ENCAPSULATED CT ( ROUND ID-42mm) | TAPE WOUND WIRE TYPE (Window 42) | 149 | MTW 301 -10A-42 (300/1A- Ring Type Metering ENCP MTR3 SCND 1A- CLS 3- BRDN 10VA) | 5364 | 3002698 | 85381090
5363 | Out Sourced / Processed Material | THERMOSET MATERIAL | Consumable | CT CASE | 113 | MTW 3(Window 42) Red (encp RESIN CAST TW WIRE - MTR 3(ID 42)) | 5363 | 2001084 | 85381090
5362 | Out Sourced / Processed Material | THERMOSET MATERIAL | Consumable | CT CASE | 113 | MTW 3(Window 42) Grey (encp TW WIRE - MTR 3(ID 42)) | 5362 | 2001096 | 85381090
5361 | Finished Good | Metering Current Transformers | ENCAPSULATED CT ( ROUND ID-30mm) | TAPE WOUND WIRE TYPE (Window 30) | 148 | MTW 26--5C-(4T) (25/1A- Ring Type Metering ENCP MTR2 SCND 1 A- CLS 0.5- BRDN 5VA) | 5361 | 3002814 | 85381090
5360 | Finished Good | Metering Current Transformers | ENCAPSULATED CT ( ROUND ID-20mm) | TAPE WOUND WIRE TYPE (Window 20) | 147 | MTW 26-5B-20-(4T) (25/1A- Ring Type Metering ENCP MTR1 SCND 1 A- CLS 1- BRDN 5VA) | 5360 | 3003058 | 85381090
5359 | Finished Good | Metering Current Transformers | ENCAPSULATED CT ( ROUND ID-30mm) | TAPE WOUND WIRE TYPE (Window 30) | 148 | MTW 26--5B-(4T) (25/1A- Ring Type Metering ENCP MTR2 SCND 1 A- CLS 1- BRDN 5VA) | 5359 | 3002858 | 85381090
5358 | Finished Good | Metering Current Transformers | ENCAPSULATED CT ( ROUND ID-20mm) | TAPE WOUND WIRE TYPE (Window 20) | 147 | MTW 26-5A-20-(4T) (25/1A- Ring Type Metering ENCP MTR1 SCND 1 A- CLS 3- BRDN 5VA) | 5358 | 3003094 | 85381090
5357 | Finished Good | Metering Current Transformers | ENCAPSULATED CT ( ROUND ID-30mm) | TAPE WOUND WIRE TYPE (Window 30) | 148 | MTW 26-5A-(4T) (25/1A- Ring Type Metering ENCP MTR2 SCND 1 A- CLS 3- BRDN 5VA) | 5357 | 3002902 | 85381090
5356 | Finished Good | Metering Current Transformers | ENCAPSULATED CT ( ROUND ID-20mm) | TAPE WOUND WIRE TYPE (Window 20) | 147 | MTW 26-2.5C-20-(4T) (25/1A- Ring Type Metering ENCP MTR1 SCND 1 A- CLS 0.5- BRDN 2.5VA) | 5356 | 3003130 | 85381090
5355 | Finished Good | Metering Current Transformers | ENCAPSULATED CT ( ROUND ID-30mm) | TAPE WOUND WIRE TYPE (Window 30) | 148 | MTW 26--2.5C-(4T) (25/1A- Ring Type Metering ENCP MTR2 SCND 1 A- CLS 0.5- BRDN 2.5VA) | 5355 | 3002946 | 85381090
5354 | Finished Good | Metering Current Transformers | ENCAPSULATED CT ( ROUND ID-20mm) | TAPE WOUND WIRE TYPE (Window 20) | 147 | MTW 26-2.5B-20-(4T) (25/1A- Ring Type Metering ENCP MTR1 SCND 1 A- CLS 1- BRDN 2.5VA) | 5354 | 3003166 | 85381090
5353 | Finished Good | Metering Current Transformers | ENCAPSULATED CT ( ROUND ID-30mm) | TAPE WOUND WIRE TYPE (Window 30) | 148 | MTW 26--2.5B-(4T) (25/1A- Ring Type Metering ENCP MTR2 SCND 1 A- CLS 1- BRDN 2.5VA) | 5353 | 3002986 | 85381090
5352 | Finished Good | Metering Current Transformers | ENCAPSULATED CT ( ROUND ID-20mm) | TAPE WOUND WIRE TYPE (Window 20) | 147 | MTW 26-2.5A-20-(4T) (25/1A- Ring Type Metering ENCP MTR1 SCND 1 A- CLS 3- BRDN 2.5VA) | 5352 | 3003202 | 85381090
5351 | Finished Good | Metering Current Transformers | ENCAPSULATED CT ( ROUND ID-30mm) | TAPE WOUND WIRE TYPE (Window 30) | 148 | MTW 26--2.5A-(4T) (25/1A- Ring Type Metering ENCP MTR2 SCND 1 A- CLS 3- BRDN 2.5VA) | 5351 | 3003022 | 85381090
5350 | Finished Good | Metering Current Transformers | ENCAPSULATED CT ( ROUND ID-42mm) | TAPE WOUND WIRE TYPE (Window 42) | 149 | MTW 255 -5C-42 (250/5A- Ring Type Metering ENCP MTR3 SCND 5 A- CLS 0.5- BRDN 5VA) | 5350 | 3002723 | 85381090
5349 | Finished Good | Metering Current Transformers | ENCAPSULATED CT ( ROUND ID-30mm) | TAPE WOUND WIRE TYPE (Window 30) | 148 | MTW 255 -5C-30 (250/5A- Ring Type Metering ENCP MTR2 SCND 5 A- CLS 0.5- BRDN 5VA) | 5349 | 3002826 | 85381090
5348 | Finished Good | Metering Current Transformers | ENCAPSULATED CT ( ROUND ID-42mm) | TAPE WOUND WIRE TYPE (Window 42) | 149 | MTW 255 -5B-42 (250/5A- Ring Type Metering ENCP MTR3 SCND 5 A- CLS 1- BRDN 5VA) | 5348 | 3002739 | 85381090
5347 | Finished Good | Metering Current Transformers | ENCAPSULATED CT ( ROUND ID-30mm) | TAPE WOUND WIRE TYPE (Window 30) | 148 | MTW 255 -5B-30 (250/5A- Ring Type Metering ENCP MTR2 SCND 5 A- CLS 1- BRDN 5VA) | 5347 | 3002870 | 85381090
5346 | Finished Good | Metering Current Transformers | ENCAPSULATED CT ( ROUND ID-42mm) | TAPE WOUND WIRE TYPE (Window 42) | 149 | MTW 255 -5A-42 (250/5A- Ring Type Metering ENCP MTR3 SCND 5 A- CLS 3- BRDN 5VA) | 5346 | 3002755 | 85381090
5345 | Finished Good | Metering Current Transformers | ENCAPSULATED CT ( ROUND ID-30mm) | TAPE WOUND WIRE TYPE (Window 30) | 148 | MTW 255 -5A-30 (250/5A- Ring Type Metering ENCP MTR2 SCND 5 A- CLS 3- BRDN 5VA) | 5345 | 3002914 | 85381090
5344 | Finished Good | Metering Current Transformers | ENCAPSULATED CT ( ROUND ID-42mm) | TAPE WOUND WIRE TYPE (Window 42) | 149 | MTW 255 -2.5C-42 (250/5A- Ring Type Metering ENCP MTR3 SCND 5 A- CLS 0.5- BRDN 2.5VA) | 5344 | 3002767 | 85381090
5343 | Finished Good | Metering Current Transformers | ENCAPSULATED CT ( ROUND ID-30mm) | TAPE WOUND WIRE TYPE (Window 30) | 148 | MTW 255 -2.5C-30 (250/5A- Ring Type Metering ENCP MTR2 SCND 5 A- CLS 0.5- BRDN 2.5VA) | 5343 | 3002958 | 85381090
5342 | Finished Good | Metering Current Transformers | ENCAPSULATED CT ( ROUND ID-42mm) | TAPE WOUND WIRE TYPE (Window 42) | 149 | MTW 255 -15A-42 (250/5A- Ring Type Metering ENCP MTR3 SCND 5 A- CLS 3- BRDN 15VA) | 5342 | 3002675 | 85381090
5341 | Finished Good | Metering Current Transformers | ENCAPSULATED CT ( ROUND ID-30mm) | TAPE WOUND WIRE TYPE (Window 30) | 148 | MTW 255 -15A-30 (250/5A- Ring Type Metering ENCP MTR2 SCND 5 A- CLS 0.5- BRDN 15VA) | 5341 | 3002775 | 85381090
5340 | Finished Good | Metering Current Transformers | ENCAPSULATED CT ( ROUND ID-42mm) | TAPE WOUND WIRE TYPE (Window 42) | 149 | MTW 255 -10B-42 (250/5A- Ring Type Metering ENCP MTR3 SCND 5 A- CLS 1- BRDN 10VA) | 5340 | 3002691 | 85381090
5339 | Finished Good | Metering Current Transformers | ENCAPSULATED CT ( ROUND ID-30mm) | TAPE WOUND WIRE TYPE (Window 30) | 148 | MTW 255 -10B-30 (250/5A- Ring Type Metering ENCP MTR2 SCND 5 A- CLS 1- BRDN 10VA) | 5339 | 3002783 | 85381090
5338 | Finished Good | Metering Current Transformers | ENCAPSULATED CT ( ROUND ID-42mm) | TAPE WOUND WIRE TYPE (Window 42) | 149 | MTW 255 -10A-42 (250/5A- Ring Type Metering ENCP MTR3 SCND 5 A- CLS 3- BRDN 10VA) | 5338 | 3002707 | 85381090
5337 | Finished Good | Metering Current Transformers | ENCAPSULATED CT ( ROUND ID-30mm) | TAPE WOUND WIRE TYPE (Window 30) | 148 | MTW 255 -10A-30 (250/5A- Ring Type Metering ENCP MTR2 SCND 5 A- CLS 3- BRDN 10VA) | 5337 | 3002791 | 85381090
5336 | Finished Good | Metering Current Transformers | ENCAPSULATED CT ( ROUND ID-42mm) | TAPE WOUND WIRE TYPE (Window 42) | 149 | MTW 251 -5C-42 (250/1A- Ring Type Metering ENCP MTR3 SCND 1A- CLS 0.5- BRDN 5VA) | 5336 | 3002715 | 85381090
5335 | Finished Good | Metering Current Transformers | ENCAPSULATED CT ( ROUND ID-30mm) | TAPE WOUND WIRE TYPE (Window 30) | 148 | MTW 251 -5C-30 (250/1A- Ring Type Metering ENCP MTR2 SCND 1 A- CLS 0.5- BRDN 5VA) | 5335 | 3002804 | 85381090
5334 | Finished Good | Metering Current Transformers | ENCAPSULATED CT ( ROUND ID-42mm) | TAPE WOUND WIRE TYPE (Window 42) | 149 | MTW 251 -5B-42 (250/1A- Ring Type Metering ENCP MTR3 SCND 1A- CLS 1- BRDN 5VA) | 5334 | 3002731 | 85381090
5333 | Finished Good | Metering Current Transformers | ENCAPSULATED CT ( ROUND ID-30mm) | TAPE WOUND WIRE TYPE (Window 30) | 148 | MTW 251 -5B-30 (250/1A- Ring Type Metering ENCP MTR2 SCND 1 A- CLS 1- BRDN 5VA) | 5333 | 3002848 | 85381090
5332 | Finished Good | Metering Current Transformers | ENCAPSULATED CT ( ROUND ID-42mm) | TAPE WOUND WIRE TYPE (Window 42) | 149 | MTW 251 -5A-42 (250/1A- Ring Type Metering ENCP MTR3 SCND 1A- CLS 3- BRDN 5VA) | 5332 | 3002747 | 85381090
5331 | Finished Good | Metering Current Transformers | ENCAPSULATED CT ( ROUND ID-30mm) | TAPE WOUND WIRE TYPE (Window 30) | 148 | MTW 251 -5A-30 (250/1A- Ring Type Metering ENCP MTR2 SCND 1 A- CLS 3- BRDN 5VA) | 5331 | 3002892 | 85381090
5330 | Finished Good | Metering Current Transformers | ENCAPSULATED CT ( ROUND ID-42mm) | TAPE WOUND WIRE TYPE (Window 42) | 149 | MTW 251 -2.5C-42 (250/1A- Ring Type Metering ENCP MTR3 SCND 1 A- CLS 0.5- BRDN 2.5VA) | 5330 | 3002761 | 85381090
5329 | Finished Good | Metering Current Transformers | ENCAPSULATED CT ( ROUND ID-30mm) | TAPE WOUND WIRE TYPE (Window 30) | 148 | MTW 251 -2.5C-30 (250/1A- Ring Type Metering ENCP MTR2 SCND 1 A- CLS 0.5- BRDN 2.5VA) | 5329 | 3002936 | 85381090
5328 | Finished Good | Metering Current Transformers | ENCAPSULATED CT ( ROUND ID-42mm) | TAPE WOUND WIRE TYPE (Window 42) | 149 | MTW 251 -15A-42 (250/1A- Ring Type Metering ENCP MTR3 SCND 1A- CLS 3- BRDN 15VA) | 5328 | 3002667 | 85381090
5327 | Finished Good | Metering Current Transformers | ENCAPSULATED CT ( ROUND ID-30mm) | TAPE WOUND WIRE TYPE (Window 30) | 148 | MTW 251 -15A-30 (250/1A- Ring Type Metering ENCP MTR2 SCND 1 A- CLS 3- BRDN 15VA) | 5327 | 3002771 | 85381090
5326 | Finished Good | Metering Current Transformers | ENCAPSULATED CT ( ROUND ID-42mm) | TAPE WOUND WIRE TYPE (Window 42) | 149 | MTW 251 -10B-42 (250/1A- Ring Type Metering ENCP MTR3 SCND 1A- CLS 1- BRDN 10VA) | 5326 | 3002683 | 85381090
5325 | Finished Good | Metering Current Transformers | ENCAPSULATED CT ( ROUND ID-30mm) | TAPE WOUND WIRE TYPE (Window 30) | 148 | MTW 251 -10B-30 (250/1A- Ring Type Metering ENCP MTR2 SCND 1 A- CLS 1- BRDN 10VA) | 5325 | 3002779 | 85381090
5324 | Finished Good | Metering Current Transformers | ENCAPSULATED CT ( ROUND ID-42mm) | TAPE WOUND WIRE TYPE (Window 42) | 149 | MTW 251 -10A-42 (250/1A- Ring Type Metering ENCP MTR3 SCND 1A- CLS 3- BRDN 10VA) | 5324 | 3002699 | 85381090
5323 | Finished Good | Metering Current Transformers | ENCAPSULATED CT ( ROUND ID-30mm) | TAPE WOUND WIRE TYPE (Window 30) | 148 | MTW 251 -10A-30 (250/1A- Ring Type Metering ENCP MTR2 SCND 1 A- CLS 3- BRDN 10VA) | 5323 | 3002787 | 85381090
5322 | Finished Good | Metering Current Transformers | ENCAPSULATED CT ( ROUND ID-110mm) | TAPE WOUND WIRE TYPE (Window 110) | 152 | MTW 2505 -5C-110 (2500/5A- Ring Type Metering ENCP MTR6 SCND 5A- CLS 0.5- BRDN 5VA) | 5322 | 3002430 | 85381090
5321 | Finished Good | Metering Current Transformers | ENCAPSULATED CT ( ROUND ID-110mm) | TAPE WOUND WIRE TYPE (Window 110) | 152 | MTW 2505 -15B-110 (2500/5A- Ring Type Metering ENCP MTR6 SCND 5A- CLS 1- BRDN 10VA) | 5321 | 3002356 | 85381090
5320 | Finished Good | Metering Current Transformers | ENCAPSULATED CT ( ROUND ID-110mm) | TAPE WOUND WIRE TYPE (Window 110) | 152 | MTW 2505 -15A-110 (2500/5A- Ring Type Metering ENCP MTR6 SCND 5A- CLS 3- BRDN 15VA) | 5320 | 3002385 | 85381090
5319 | Finished Good | Metering Current Transformers | ENCAPSULATED CT ( ROUND ID-110mm) | TAPE WOUND WIRE TYPE (Window 110) | 152 | MTW 2505 -10C-110 (2500/5A- Ring Type Metering ENCP MTR6 SCND 5A- CLS 0.5- BRDN 10VA) | 5319 | 3002371 | 85381090
5318 | Finished Good | Metering Current Transformers | ENCAPSULATED CT ( ROUND ID-110mm) | TAPE WOUND WIRE TYPE (Window 110) | 152 | MTW 2505 -10B-110 (2500/5A- Ring Type Metering ENCP MTR6 SCND 5A- CLS 1- BRDN 10VA) | 5318 | 3002401 | 85381090
5317 | Finished Good | Metering Current Transformers | ENCAPSULATED CT ( ROUND ID-110mm) | TAPE WOUND WIRE TYPE (Window 110) | 152 | MTW 2505 -10A-110 (2500/5A- Ring Type Metering ENCP MTR6 SCND 5A- CLS 3- BRDN 10VA) | 5317 | 3002417 | 85381090
5316 | Finished Good | Metering Current Transformers | ENCAPSULATED CT ( ROUND ID-110mm) | TAPE WOUND WIRE TYPE (Window 110) | 152 | MTW 2501 -5C-110 (2500/1A- Ring Type Metering ENCP MTR6 SCND 1A- CLS 0.5- BRDN 5VA) | 5316 | 3002424 | 85381090
5315 | Finished Good | Metering Current Transformers | ENCAPSULATED CT ( ROUND ID-110mm) | TAPE WOUND TERMINAL TYPE (Window 110) | 146 | MTW 2501 -15B-110 (1200/1A- Ring Type Metering ENCP MTR6 SCND 1A- CLS 1- BRDN 10VA) | 5315 | 3002348 | 85381090
5314 | Finished Good | Metering Current Transformers | ENCAPSULATED CT ( ROUND ID-110mm) | TAPE WOUND WIRE TYPE (Window 110) | 152 | MTW 2501 -15A-110 (2500/1A- Ring Type Metering ENCP MTR6 SCND 1A- CLS 3- BRDN 15VA) | 5314 | 3002378 | 85381090
5313 | Finished Good | Metering Current Transformers | ENCAPSULATED CT ( ROUND ID-110mm) | TAPE WOUND WIRE TYPE (Window 110) | 152 | MTW 2501 -10B-110 (2500/1A- Ring Type Metering ENCP MTR6 SCND 1A- CLS 1- BRDN 10VA) | 5313 | 3002393 | 85381090
5312 | Finished Good | Metering Current Transformers | ENCAPSULATED CT ( ROUND ID-110mm) | TAPE WOUND WIRE TYPE (Window 110) | 152 | MTW 2501 -10A-110 (2500/1A- Ring Type Metering ENCP MTR6 SCND 1A- CLS 3- BRDN 10VA) | 5312 | 3002409 | 85381090
5311 | Finished Good | Metering Current Transformers | ENCAPSULATED CT ( ROUND ID-110mm) | TAPE WOUND TERMINAL TYPE (Window 110) | 146 | MTW 2501 -10A-110 (2500/1A- Ring Type Metering ENCP MTR6 SCND 1A- CLS 3- BRDN 10VA) | 5311 | 3002405 | 85381090
5310 | Finished Good | Metering Current Transformers | ENCAPSULATED CT ( ROUND ID-42mm) | TAPE WOUND WIRE TYPE (Window 42) | 149 | MTW 205 -5C-42 (200/5A- Ring Type Metering ENCP MTR3 SCND 5 A- CLS 0.5- BRDN 5VA) | 5310 | 3002724 | 85381090
5309 | Finished Good | Metering Current Transformers | ENCAPSULATED CT ( ROUND ID-30mm) | TAPE WOUND WIRE TYPE (Window 30) | 148 | MTW 205 -5C-30 (200/5A- Ring Type Metering ENCP MTR2 SCND 5 A- CLS 0.5- BRDN 5VA) | 5309 | 3002827 | 85381090
5308 | Finished Good | Metering Current Transformers | ENCAPSULATED CT ( ROUND ID-42mm) | TAPE WOUND WIRE TYPE (Window 42) | 149 | MTW 205 -5B-42 (200/5A- Ring Type Metering ENCP MTR3 SCND 5 A- CLS 1- BRDN 5VA) | 5308 | 3002740 | 85381090
5307 | Finished Good | Metering Current Transformers | ENCAPSULATED CT ( ROUND ID-30mm) | TAPE WOUND WIRE TYPE (Window 30) | 148 | MTW 205 -5B-30 (200/5A- Ring Type Metering ENCP MTR2 SCND 5 A- CLS 1- BRDN 5VA) | 5307 | 3002871 | 85381090
5306 | Finished Good | Metering Current Transformers | ENCAPSULATED CT ( ROUND ID-42mm) | TAPE WOUND WIRE TYPE (Window 42) | 149 | MTW 205 -5A-42 (200/5A- Ring Type Metering ENCP MTR3 SCND 5 A- CLS 3- BRDN 5VA) | 5306 | 3002756 | 85381090
5305 | Finished Good | Metering Current Transformers | ENCAPSULATED CT ( ROUND ID-30mm) | TAPE WOUND WIRE TYPE (Window 30) | 148 | MTW 205 -5A-30 (200/5A- Ring Type Metering ENCP MTR2 SCND 5 A- CLS 3- BRDN 5VA) | 5305 | 3002915 | 85381090
5304 | Finished Good | Metering Current Transformers | ENCAPSULATED CT ( ROUND ID-42mm) | TAPE WOUND WIRE TYPE (Window 42) | 149 | MTW 205 -2.5C-42 (200/5A- Ring Type Metering ENCP MTR3 SCND 5 A- CLS 0.5- BRDN 2.5VA) | 5304 | 3002768 | 85381090
5303 | Finished Good | Metering Current Transformers | ENCAPSULATED CT ( ROUND ID-30mm) | TAPE WOUND WIRE TYPE (Window 30) | 148 | MTW 205 -2.5C-30 (200/5A- Ring Type Metering ENCP MTR2 SCND 5 A- CLS 0.5- BRDN 2.5VA) | 5303 | 3002959 | 85381090
5302 | Finished Good | Metering Current Transformers | ENCAPSULATED CT ( ROUND ID-42mm) | TAPE WOUND WIRE TYPE (Window 42) | 149 | MTW 205 -15A-42 (200/5A- Ring Type Metering ENCP MTR3 SCND 5 A- CLS 3- BRDN 15VA) | 5302 | 3002676 | 85381090
5301 | Finished Good | Metering Current Transformers | ENCAPSULATED CT ( ROUND ID-30mm) | TAPE WOUND WIRE TYPE (Window 30) | 148 | MTW 205 -15A-30 (200/5A- Ring Type Metering ENCP MTR2 SCND 5 A- CLS 0.5- BRDN 15VA) | 5301 | 3002776 | 85381090
5300 | Finished Good | Metering Current Transformers | ENCAPSULATED CT ( ROUND ID-42mm) | TAPE WOUND WIRE TYPE (Window 42) | 149 | MTW 205 -10B-42 (200/5A- Ring Type Metering ENCP MTR3 SCND 5 A- CLS 1- BRDN 10VA) | 5300 | 3002692 | 85381090
5299 | Finished Good | Metering Current Transformers | ENCAPSULATED CT ( ROUND ID-30mm) | TAPE WOUND WIRE TYPE (Window 30) | 148 | MTW 205 -10B-30 (200/5A- Ring Type Metering ENCP MTR2 SCND 5 A- CLS 1- BRDN 10VA) | 5299 | 3002784 | 85381090
5298 | Finished Good | Metering Current Transformers | ENCAPSULATED CT ( ROUND ID-42mm) | TAPE WOUND WIRE TYPE (Window 42) | 149 | MTW 205 -10A-42 (200/5A- Ring Type Metering ENCP MTR3 SCND 5 A- CLS 3- BRDN 10VA) | 5298 | 3002708 | 85381090
5297 | Finished Good | Metering Current Transformers | ENCAPSULATED CT ( ROUND ID-30mm) | TAPE WOUND WIRE TYPE (Window 30) | 148 | MTW 205 -10A-30 (200/5A- Ring Type Metering ENCP MTR2 SCND 5 A- CLS 3- BRDN 10VA) | 5297 | 3002792 | 85381090
5296 | Finished Good | Metering Current Transformers | ENCAPSULATED CT ( ROUND ID-42mm) | TAPE WOUND WIRE TYPE (Window 42) | 149 | MTW 201 -5C-42 (200/1A- Ring Type Metering ENCP MTR3 SCND 1A- CLS 0.5- BRDN 5VA) | 5296 | 3002716 | 85381090
5295 | Finished Good | Metering Current Transformers | ENCAPSULATED CT ( ROUND ID-30mm) | TAPE WOUND WIRE TYPE (Window 30) | 148 | MTW 201 -5C-30 (200/1A- Ring Type Metering ENCP MTR2 SCND 1 A- CLS 0.5- BRDN 5VA) | 5295 | 3002805 | 85381090
5294 | Finished Good | Metering Current Transformers | ENCAPSULATED CT ( ROUND ID-42mm) | TAPE WOUND WIRE TYPE (Window 42) | 149 | MTW 201 -5B-42 (200/1A- Ring Type Metering ENCP MTR3 SCND 1A- CLS 1- BRDN 5VA) | 5294 | 3002732 | 85381090
5293 | Finished Good | Metering Current Transformers | ENCAPSULATED CT ( ROUND ID-30mm) | TAPE WOUND WIRE TYPE (Window 30) | 148 | MTW 201 -5B-30 (200/1A- Ring Type Metering ENCP MTR2 SCND 1 A- CLS 1- BRDN 5VA) | 5293 | 3002849 | 85381090
5292 | Finished Good | Metering Current Transformers | ENCAPSULATED CT ( ROUND ID-42mm) | TAPE WOUND WIRE TYPE (Window 42) | 149 | MTW 201 -5A-42 (200/1A- Ring Type Metering ENCP MTR3 SCND 1A- CLS 3- BRDN 5VA) | 5292 | 3002748 | 85381090
5291 | Finished Good | Metering Current Transformers | ENCAPSULATED CT ( ROUND ID-30mm) | TAPE WOUND WIRE TYPE (Window 30) | 148 | MTW 201 -5A-30 (200/1A- Ring Type Metering ENCP MTR2 SCND 1 A- CLS 3- BRDN 5VA) | 5291 | 3002893 | 85381090
5290 | Finished Good | Metering Current Transformers | ENCAPSULATED CT ( ROUND ID-42mm) | TAPE WOUND WIRE TYPE (Window 42) | 149 | MTW 201 -2.5C-42 (200/1A- Ring Type Metering ENCP MTR3 SCND 1 A- CLS 0.5- BRDN 2.5VA) | 5290 | 3002762 | 85381090
5289 | Finished Good | Metering Current Transformers | ENCAPSULATED CT ( ROUND ID-30mm) | TAPE WOUND WIRE TYPE (Window 30) | 148 | MTW 201 -2.5C-30 (200/1A- Ring Type Metering ENCP MTR2 SCND 1 A- CLS 0.5- BRDN 2.5VA) | 5289 | 3002937 | 85381090
5288 | Finished Good | Metering Current Transformers | ENCAPSULATED CT ( ROUND ID-42mm) | TAPE WOUND WIRE TYPE (Window 42) | 149 | MTW 201 -15A-42 (200/1A- Ring Type Metering ENCP MTR3 SCND 1A- CLS 3- BRDN 15VA) | 5288 | 3002668 | 85381090
5287 | Finished Good | Metering Current Transformers | ENCAPSULATED CT ( ROUND ID-30mm) | TAPE WOUND WIRE TYPE (Window 30) | 148 | MTW 201 -15A-30 (200/1A- Ring Type Metering ENCP MTR2 SCND 1 A- CLS 3- BRDN 15VA) | 5287 | 3002772 | 85381090
5286 | Finished Good | Metering Current Transformers | ENCAPSULATED CT ( ROUND ID-42mm) | TAPE WOUND WIRE TYPE (Window 42) | 149 | MTW 201 -10B-42 (200/1A- Ring Type Metering ENCP MTR3 SCND 1A- CLS 1- BRDN 10VA) | 5286 | 3002684 | 85381090
5285 | Finished Good | Metering Current Transformers | ENCAPSULATED CT ( ROUND ID-30mm) | TAPE WOUND WIRE TYPE (Window 30) | 148 | MTW 201 -10B-30 (200/1A- Ring Type Metering ENCP MTR2 SCND 1 A- CLS 1- BRDN 10VA) | 5285 | 3002780 | 85381090
5284 | Finished Good | Metering Current Transformers | ENCAPSULATED CT ( ROUND ID-42mm) | TAPE WOUND WIRE TYPE (Window 42) | 149 | MTW 201 -10A-42 (200/1A- Ring Type Metering ENCP MTR3 SCND 1A- CLS 3- BRDN 10VA) | 5284 | 3002700 | 85381090
5283 | Finished Good | Metering Current Transformers | ENCAPSULATED CT ( ROUND ID-30mm) | TAPE WOUND WIRE TYPE (Window 30) | 148 | MTW 201 -10A-30 (200/1A- Ring Type Metering ENCP MTR2 SCND 1 A- CLS 3- BRDN 10VA) | 5283 | 3002788 | 85381090
5282 | Finished Good | Metering Current Transformers | ENCAPSULATED CT ( ROUND ID-110mm) | TAPE WOUND WIRE TYPE (Window 110) | 152 | MTW 2005 -5C-110 (2000/5A- Ring Type Metering ENCP MTR6 SCND 5A- CLS 0.5- BRDN 5VA) | 5282 | 3002431 | 85381090
5281 | Finished Good | Metering Current Transformers | ENCAPSULATED CT ( ROUND ID-110mm) | TAPE WOUND WIRE TYPE (Window 110) | 152 | MTW 2005 -15B-110 (2000/5A- Ring Type Metering ENCP MTR6 SCND 5A- CLS 1- BRDN 10VA) | 5281 | 3002357 | 85381090
5280 | Finished Good | Metering Current Transformers | ENCAPSULATED CT ( ROUND ID-110mm) | TAPE WOUND WIRE TYPE (Window 110) | 152 | MTW 2005 -15A-110 (2000/5A- Ring Type Metering ENCP MTR6 SCND 5A- CLS 3- BRDN 15VA) | 5280 | 3002386 | 85381090
5279 | Finished Good | Metering Current Transformers | ENCAPSULATED CT ( ROUND ID-110mm) | TAPE WOUND WIRE TYPE (Window 110) | 152 | MTW 2005 -10C-110 (2000/5A- Ring Type Metering ENCP MTR6 SCND 5A- CLS 0.5- BRDN 10VA) | 5279 | 3002372 | 85381090
5278 | Finished Good | Metering Current Transformers | ENCAPSULATED CT ( ROUND ID-110mm) | TAPE WOUND WIRE TYPE (Window 110) | 152 | MTW 2005 -10B-110 (2000/5A- Ring Type Metering ENCP MTR6 SCND 5A- CLS 1- BRDN 10VA) | 5278 | 3002402 | 85381090
5277 | Finished Good | Metering Current Transformers | ENCAPSULATED CT ( ROUND ID-110mm) | TAPE WOUND WIRE TYPE (Window 110) | 152 | MTW 2005 -10A-110 (2000/5A- Ring Type Metering ENCP MTR6 SCND 5A- CLS 3- BRDN 10VA) | 5277 | 3002418 | 85381090
5276 | Finished Good | Metering Current Transformers | ENCAPSULATED CT ( ROUND ID-110mm) | TAPE WOUND WIRE TYPE (Window 110) | 152 | MTW 2001 -5C-110 (2000/1A- Ring Type Metering ENCP MTR6 SCND 1A- CLS 0.5- BRDN 5VA) | 5276 | 3002425 | 85381090
5275 | Finished Good | Metering Current Transformers | ENCAPSULATED CT ( ROUND ID-110mm) | TAPE WOUND WIRE TYPE (Window 110) | 152 | MTW 2001 -15B-110 (2000/1A- Ring Type Metering ENCP MTR6 SCND 1A- CLS 1- BRDN 10VA) | 5275 | 3002349 | 85381090
5274 | Finished Good | Metering Current Transformers | ENCAPSULATED CT ( ROUND ID-110mm) | TAPE WOUND WIRE TYPE (Window 110) | 152 | MTW 2001 -10C-110 (2000/1A- Ring Type Metering ENCP MTR6 SCND 1A- CLS 0.5- BRDN 10VA) | 5274 | 3002364 | 85381090
5273 | Finished Good | Metering Current Transformers | ENCAPSULATED CT ( ROUND ID-110mm) | TAPE WOUND WIRE TYPE (Window 110) | 152 | MTW 2001 -10B-110 (2000/1A- Ring Type Metering ENCP MTR6 SCND 1A- CLS 1- BRDN 10VA) | 5273 | 3002394 | 85381090
5272 | Finished Good | Metering Current Transformers | ENCAPSULATED CT ( ROUND ID-110mm) | TAPE WOUND WIRE TYPE (Window 110) | 152 | MTW 2001 -10A-110 (2000/1A- Ring Type Metering ENCP MTR6 SCND 1A- CLS 3- BRDN 10VA) | 5272 | 3002410 | 85381090
5271 | Finished Good | Metering Current Transformers | ENCAPSULATED CT ( ROUND ID-110mm) | TAPE WOUND TERMINAL TYPE (Window 110) | 146 | MTW 2001 -10A-110 (2000/1A- Ring Type Metering ENCP MTR6 SCND 1A- CLS 3- BRDN 10VA) | 5271 | 3002406 | 85381090
5270 | Out Sourced / Processed Material | THERMOSET MATERIAL | Consumable | CT CASE | 113 | MTW 2(Window 30) Red (encp RESIN CAST TW WIRE - MTR 2(ID 30)) | 5270 | 2001085 | 85381090
5269 | Out Sourced / Processed Material | THERMOSET MATERIAL | Consumable | CT CASE | 113 | MTW 2(Window 30) Grey (encp TW WIRE - MTR 2(ID 30)) | 5269 | 2001097 | 85381090
5268 | Finished Good | Metering Current Transformers | ENCAPSULATED CT ( ROUND ID-110mm) | TAPE WOUND WIRE TYPE (Window 110) | 152 | MTW 1605 -5C-110 (1600/5A- Ring Type Metering ENCP MTR6 SCND 5A- CLS 0.5- BRDN 5VA) | 5268 | 3002432 | 85381090
5267 | Finished Good | Metering Current Transformers | ENCAPSULATED CT ( ROUND ID-110mm) | TAPE WOUND WIRE TYPE (Window 110) | 152 | MTW 1605 -15B-110 (1600/5A- Ring Type Metering ENCP MTR6 SCND 5A- CLS 1- BRDN 10VA) | 5267 | 3002358 | 85381090
5266 | Finished Good | Metering Current Transformers | ENCAPSULATED CT ( ROUND ID-110mm) | TAPE WOUND WIRE TYPE (Window 110) | 152 | MTW 1605 -15A-110 (1600/5A- Ring Type Metering ENCP MTR6 SCND 5A- CLS 3- BRDN 15VA) | 5266 | 3002387 | 85381090
5265 | Finished Good | Metering Current Transformers | ENCAPSULATED CT ( ROUND ID-110mm) | TAPE WOUND WIRE TYPE (Window 110) | 152 | MTW 1605 -10C-110 (1600/5A- Ring Type Metering ENCP MTR6 SCND 5A- CLS 0.5- BRDN 10VA) | 5265 | 3002373 | 85381090
5264 | Finished Good | Metering Current Transformers | ENCAPSULATED CT ( ROUND ID-110mm) | TAPE WOUND WIRE TYPE (Window 110) | 152 | MTW 1605 -10B-110 (1600/5A- Ring Type Metering ENCP MTR6 SCND 5A- CLS 1- BRDN 10VA) | 5264 | 3002403 | 85381090
5263 | Finished Good | Metering Current Transformers | ENCAPSULATED CT ( ROUND ID-110mm) | TAPE WOUND WIRE TYPE (Window 110) | 152 | MTW 1605 -10A-110 (1600/5A- Ring Type Metering ENCP MTR6 SCND 5A- CLS 3- BRDN 10VA) | 5263 | 3002419 | 85381090
5262 | Finished Good | Metering Current Transformers | ENCAPSULATED CT ( ROUND ID-110mm) | TAPE WOUND WIRE TYPE (Window 110) | 152 | MTW 1601 -5C-110 (1600/1A- Ring Type Metering ENCP MTR6 SCND 1A- CLS 0.5- BRDN 5VA) | 5262 | 3002426 | 85381090
5261 | Finished Good | Metering Current Transformers | ENCAPSULATED CT ( ROUND ID-110mm) | TAPE WOUND WIRE TYPE (Window 110) | 152 | MTW 1601 -15B-110 (1600/1A- Ring Type Metering ENCP MTR6 SCND 1A- CLS 1- BRDN 10VA) | 5261 | 3002350 | 85381090
5260 | Finished Good | Metering Current Transformers | ENCAPSULATED CT ( ROUND ID-110mm) | TAPE WOUND WIRE TYPE (Window 110) | 152 | MTW 1601 -15A-110 (1600/1A- Ring Type Metering ENCP MTR6 SCND 1A- CLS 3- BRDN 15VA) | 5260 | 3002379 | 85381090
5259 | Finished Good | Metering Current Transformers | ENCAPSULATED CT ( ROUND ID-110mm) | TAPE WOUND WIRE TYPE (Window 110) | 152 | MTW 1601 -10C-110 (1600/1A- Ring Type Metering ENCP MTR6 SCND 1A- CLS 0.5- BRDN 10VA) | 5259 | 3002365 | 85381090
5258 | Finished Good | Metering Current Transformers | ENCAPSULATED CT ( ROUND ID-110mm) | TAPE WOUND WIRE TYPE (Window 110) | 152 | MTW 1601 -10B-110 (1600/1A- Ring Type Metering ENCP MTR6 SCND 1A- CLS 1- BRDN 10VA) | 5258 | 3002395 | 85381090
5257 | Finished Good | Metering Current Transformers | ENCAPSULATED CT ( ROUND ID-110mm) | TAPE WOUND WIRE TYPE (Window 110) | 152 | MTW 1601 -10A-110 (1600/1A- Ring Type Metering ENCP MTR6 SCND 1A- CLS 3- BRDN 10VA) | 5257 | 3002411 | 85381090
5256 | Finished Good | Metering Current Transformers | ENCAPSULATED CT ( ROUND ID-110mm) | TAPE WOUND TERMINAL TYPE (Window 110) | 146 | MTW 1601 -10A-110 (1600/1A- Ring Type Metering ENCP MTR6 SCND 1A- CLS 3- BRDN 10VA) | 5256 | 3002407 | 85381090
5255 | Finished Good | Metering Current Transformers | ENCAPSULATED CT ( ROUND ID-30mm) | TAPE WOUND WIRE TYPE (Window 30) | 148 | MTW 155 -5C-30 (150/5A- Ring Type Metering ENCP MTR2 SCND 5 A- CLS 0.5- BRDN 5VA) | 5255 | 3002828 | 85381090
5254 | Finished Good | Metering Current Transformers | ENCAPSULATED CT ( ROUND ID-30mm) | TAPE WOUND WIRE TYPE (Window 30) | 148 | MTW 155 -5B-30 (150/5A- Ring Type Metering ENCP MTR2 SCND 5 A- CLS 1- BRDN 5VA) | 5254 | 3002872 | 85381090
5253 | Finished Good | Metering Current Transformers | ENCAPSULATED CT ( ROUND ID-20mm) | TAPE WOUND WIRE TYPE (Window 20) | 147 | MTW 155 -5B-20 (150/5A- Ring Type Metering ENCP MTR1 SCND 5 A- CLS 1- BRDN 5VA) | 5253 | 3003068 | 85381090
5252 | Finished Good | Metering Current Transformers | ENCAPSULATED CT ( ROUND ID-30mm) | TAPE WOUND WIRE TYPE (Window 30) | 148 | MTW 155 -5A-30 (150/5A- Ring Type Metering ENCP MTR2 SCND 5 A- CLS 3- BRDN 5VA) | 5252 | 3002916 | 85381090
5251 | Finished Good | Metering Current Transformers | ENCAPSULATED CT ( ROUND ID-20mm) | TAPE WOUND WIRE TYPE (Window 20) | 147 | MTW 155 -5A-20 (150/5A- Ring Type Metering ENCP MTR1 SCND 5 A- CLS 3- BRDN 5VA) | 5251 | 3003104 | 85381090
5250 | Finished Good | Metering Current Transformers | ENCAPSULATED CT ( ROUND ID-30mm) | TAPE WOUND WIRE TYPE (Window 30) | 148 | MTW 155 -2.5C-30 (150/5A- Ring Type Metering ENCP MTR2 SCND 5 A- CLS 0.5- BRDN 2.5VA) | 5250 | 3002960 | 85381090
5249 | Finished Good | Metering Current Transformers | ENCAPSULATED CT ( ROUND ID-20mm) | TAPE WOUND WIRE TYPE (Window 20) | 147 | MTW 155 -2.5C-20 (150/5A- Ring Type Metering ENCP MTR1 SCND 5 A- CLS 0.5- BRDN 2.5VA) | 5249 | 3003140 | 85381090
5248 | Finished Good | Metering Current Transformers | ENCAPSULATED CT ( ROUND ID-30mm) | TAPE WOUND WIRE TYPE (Window 30) | 148 | MTW 155 -2.5B-30 (150/5A- Ring Type Metering ENCP MTR2 SCND 5 A- CLS 1- BRDN 2.5VA) | 5248 | 3002996 | 85381090
5247 | Finished Good | Metering Current Transformers | ENCAPSULATED CT ( ROUND ID-20mm) | TAPE WOUND WIRE TYPE (Window 20) | 147 | MTW 155 -2.5B-20 (150/5A- Ring Type Metering ENCP MTR1 SCND 5 A- CLS 1- BRDN 2.5VA) | 5247 | 3003176 | 85381090
5246 | Finished Good | Metering Current Transformers | ENCAPSULATED CT ( ROUND ID-30mm) | TAPE WOUND WIRE TYPE (Window 30) | 148 | MTW 155 -2.5A-30 (150/5A- Ring Type Metering ENCP MTR2 SCND 5 A- CLS 3- BRDN 2.5VA) | 5246 | 3003032 | 85381090
5245 | Finished Good | Metering Current Transformers | ENCAPSULATED CT ( ROUND ID-20mm) | TAPE WOUND WIRE TYPE (Window 20) | 147 | MTW 155 -2.5A-20 (150/5A- Ring Type Metering ENCP MTR1 SCND 5 A- CLS 3- BRDN 2.5VA) | 5245 | 3003212 | 85381090
5244 | Finished Good | Metering Current Transformers | ENCAPSULATED CT ( ROUND ID-30mm) | TAPE WOUND WIRE TYPE (Window 30) | 148 | MTW 151 -5C-30 (150/1A- Ring Type Metering ENCP MTR2 SCND 1 A- CLS 0.5- BRDN 5VA) | 5244 | 3002806 | 85381090
5243 | Finished Good | Metering Current Transformers | ENCAPSULATED CT ( ROUND ID-30mm) | TAPE WOUND WIRE TYPE (Window 30) | 148 | MTW 151 -5B-30 (150/1A- Ring Type Metering ENCP MTR2 SCND 1 A- CLS 1- BRDN 5VA) | 5243 | 3002850 | 85381090
5242 | Finished Good | Metering Current Transformers | ENCAPSULATED CT ( ROUND ID-20mm) | TAPE WOUND WIRE TYPE (Window 20) | 147 | MTW 151 -5B-20 (150/1A- Ring Type Metering ENCP MTR1 SCND 1 A- CLS 1- BRDN 5VA) | 5242 | 3003050 | 85381090
5241 | Finished Good | Metering Current Transformers | ENCAPSULATED CT ( ROUND ID-30mm) | TAPE WOUND WIRE TYPE (Window 30) | 148 | MTW 151 -5A-30 (150/1A- Ring Type Metering ENCP MTR2 SCND 1 A- CLS 3- BRDN 5VA) | 5241 | 3002894 | 85381090
5240 | Finished Good | Metering Current Transformers | ENCAPSULATED CT ( ROUND ID-20mm) | TAPE WOUND WIRE TYPE (Window 20) | 147 | MTW 151 -5A-20 (150/1A- Ring Type Metering ENCP MTR1 SCND 1 A- CLS 3- BRDN 5VA) | 5240 | 3003086 | 85381090
5239 | Finished Good | Metering Current Transformers | ENCAPSULATED CT ( ROUND ID-30mm) | TAPE WOUND WIRE TYPE (Window 30) | 148 | MTW 151 -2.5C-30 (150/1A- Ring Type Metering ENCP MTR2 SCND 1 A- CLS 0.5- BRDN 2.5VA) | 5239 | 3002938 | 85381090
5238 | Finished Good | Metering Current Transformers | ENCAPSULATED CT ( ROUND ID-20mm) | TAPE WOUND WIRE TYPE (Window 20) | 147 | MTW 151 -2.5C-20 (150/1A- Ring Type Metering ENCP MTR1 SCND 1 A- CLS 0.5- BRDN 2.5VA) | 5238 | 3003122 | 85381090
5237 | Finished Good | Metering Current Transformers | ENCAPSULATED CT ( ROUND ID-30mm) | TAPE WOUND WIRE TYPE (Window 30) | 148 | MTW 151 -2.5B-30 (150/1A- Ring Type Metering ENCP MTR2 SCND 1 A- CLS 1- BRDN 2.5VA) | 5237 | 3002978 | 85381090
5236 | Finished Good | Metering Current Transformers | ENCAPSULATED CT ( ROUND ID-20mm) | TAPE WOUND WIRE TYPE (Window 20) | 147 | MTW 151 -2.5B-20 (150/1A- Ring Type Metering ENCP MTR1 SCND 1 A- CLS 1- BRDN 2.5VA) | 5236 | 3003158 | 85381090
5235 | Finished Good | Metering Current Transformers | ENCAPSULATED CT ( ROUND ID-30mm) | TAPE WOUND WIRE TYPE (Window 30) | 148 | MTW 151 -2.5A-30 (150/1A- Ring Type Metering ENCP MTR2 SCND 1 A- CLS 3- BRDN 2.5VA) | 5235 | 3003014 | 85381090
5234 | Finished Good | Metering Current Transformers | ENCAPSULATED CT ( ROUND ID-20mm) | TAPE WOUND WIRE TYPE (Window 20) | 147 | MTW 151 -2.5A-20 (150/1A- Ring Type Metering ENCP MTR1 SCND 1 A- CLS 3- BRDN 2.5VA) | 5234 | 3003194 | 85381090
5233 | Finished Good | Metering Current Transformers | ENCAPSULATED CT ( ROUND ID-30mm) | TAPE WOUND WIRE TYPE (Window 30) | 148 | MTW 130 -5C-30 (125/5A- Ring Type Metering ENCP MTR2 SCND 5 A- CLS 0.5- BRDN 5VA) | 5233 | 3002829 | 85381090
5232 | Finished Good | Metering Current Transformers | ENCAPSULATED CT ( ROUND ID-30mm) | TAPE WOUND WIRE TYPE (Window 30) | 148 | MTW 130 -5B-30 (125/5A- Ring Type Metering ENCP MTR2 SCND 5 A- CLS 1- BRDN 5VA) | 5232 | 3002873 | 85381090
5231 | Finished Good | Metering Current Transformers | ENCAPSULATED CT ( ROUND ID-20mm) | TAPE WOUND WIRE TYPE (Window 20) | 147 | MTW 130 -5B-20 (125/5A- Ring Type Metering ENCP MTR1 SCND 5 A- CLS 1- BRDN 5VA) | 5231 | 3003069 | 85381090
5230 | Finished Good | Metering Current Transformers | ENCAPSULATED CT ( ROUND ID-30mm) | TAPE WOUND WIRE TYPE (Window 30) | 148 | MTW 130 -5A-30 (125/5A- Ring Type Metering ENCP MTR2 SCND 5 A- CLS 3- BRDN 5VA) | 5230 | 3002917 | 85381090
5229 | Finished Good | Metering Current Transformers | ENCAPSULATED CT ( ROUND ID-20mm) | TAPE WOUND WIRE TYPE (Window 20) | 147 | MTW 130 -5A-20 (125/5A- Ring Type Metering ENCP MTR1 SCND 5 A- CLS 3- BRDN 5VA) | 5229 | 3003105 | 85381090
5228 | Finished Good | Metering Current Transformers | ENCAPSULATED CT ( ROUND ID-30mm) | TAPE WOUND WIRE TYPE (Window 30) | 148 | MTW 130 -2.5C-30 (125/5A- Ring Type Metering ENCP MTR2 SCND 5 A- CLS 0.5- BRDN 2.5VA) | 5228 | 3002961 | 85381090
5227 | Finished Good | Metering Current Transformers | ENCAPSULATED CT ( ROUND ID-20mm) | TAPE WOUND WIRE TYPE (Window 20) | 147 | MTW 130 -2.5C-20 (125/5A- Ring Type Metering ENCP MTR1 SCND 5 A- CLS 0.5- BRDN 2.5VA) | 5227 | 3003141 | 85381090
5226 | Finished Good | Metering Current Transformers | ENCAPSULATED CT ( ROUND ID-30mm) | TAPE WOUND WIRE TYPE (Window 30) | 148 | MTW 130 -2.5B-30 (125/5A- Ring Type Metering ENCP MTR2 SCND 5 A- CLS 1- BRDN 2.5VA) | 5226 | 3002997 | 85381090
5225 | Finished Good | Metering Current Transformers | ENCAPSULATED CT ( ROUND ID-20mm) | TAPE WOUND WIRE TYPE (Window 20) | 147 | MTW 130 -2.5B-20 (125/5A- Ring Type Metering ENCP MTR1 SCND 5 A- CLS 1- BRDN 2.5VA) | 5225 | 3003177 | 85381090
5224 | Finished Good | Metering Current Transformers | ENCAPSULATED CT ( ROUND ID-30mm) | TAPE WOUND WIRE TYPE (Window 30) | 148 | MTW 130 -2.5A-30 (125/5A- Ring Type Metering ENCP MTR2 SCND 5 A- CLS 3- BRDN 2.5VA) | 5224 | 3003033 | 85381090
5223 | Finished Good | Metering Current Transformers | ENCAPSULATED CT ( ROUND ID-20mm) | TAPE WOUND WIRE TYPE (Window 20) | 147 | MTW 130 -2.5A-20 (125/5A- Ring Type Metering ENCP MTR1 SCND 5 A- CLS 3- BRDN 2.5VA) | 5223 | 3003213 | 85381090
5222 | Finished Good | Metering Current Transformers | ENCAPSULATED CT ( ROUND ID-30mm) | TAPE WOUND WIRE TYPE (Window 30) | 148 | MTW 126 -5C-30 (125/1A- Ring Type Metering ENCP MTR2 SCND 1 A- CLS 0.5- BRDN 5VA) | 5222 | 3002807 | 85381090
5221 | Finished Good | Metering Current Transformers | ENCAPSULATED CT ( ROUND ID-30mm) | TAPE WOUND WIRE TYPE (Window 30) | 148 | MTW 126 -5B-30 (125/1A- Ring Type Metering ENCP MTR2 SCND 1 A- CLS 1- BRDN 5VA) | 5221 | 3002851 | 85381090
5220 | Finished Good | Metering Current Transformers | ENCAPSULATED CT ( ROUND ID-20mm) | TAPE WOUND WIRE TYPE (Window 20) | 147 | MTW 126 -5B-20 (125/1A- Ring Type Metering ENCP MTR1 SCND 1 A- CLS 1- BRDN 5VA) | 5220 | 3003051 | 85381090
5219 | Finished Good | Metering Current Transformers | ENCAPSULATED CT ( ROUND ID-30mm) | TAPE WOUND WIRE TYPE (Window 30) | 148 | MTW 126 -5A-30 (125/1A- Ring Type Metering ENCP MTR2 SCND 1 A- CLS 3- BRDN 5VA) | 5219 | 3002895 | 85381090
5218 | Finished Good | Metering Current Transformers | ENCAPSULATED CT ( ROUND ID-20mm) | TAPE WOUND WIRE TYPE (Window 20) | 147 | MTW 126 -5A-20 (125/1A- Ring Type Metering ENCP MTR1 SCND 1 A- CLS 3- BRDN 5VA) | 5218 | 3003087 | 85381090
5217 | Finished Good | Metering Current Transformers | ENCAPSULATED CT ( ROUND ID-30mm) | TAPE WOUND WIRE TYPE (Window 30) | 148 | MTW 126 -2.5C-30 (125/1A- Ring Type Metering ENCP MTR2 SCND 1 A- CLS 0.5- BRDN 2.5VA) | 5217 | 3002939 | 85381090
5216 | Finished Good | Metering Current Transformers | ENCAPSULATED CT ( ROUND ID-20mm) | TAPE WOUND WIRE TYPE (Window 20) | 147 | MTW 126 -2.5C-20 (125/1A- Ring Type Metering ENCP MTR1 SCND 1 A- CLS 0.5- BRDN 2.5VA) | 5216 | 3003123 | 85381090
5215 | Finished Good | Metering Current Transformers | ENCAPSULATED CT ( ROUND ID-30mm) | TAPE WOUND WIRE TYPE (Window 30) | 148 | MTW 126 -2.5B-30 (125/1A- Ring Type Metering ENCP MTR2 SCND 1 A- CLS 1- BRDN 2.5VA) | 5215 | 3002979 | 85381090
5214 | Finished Good | Metering Current Transformers | ENCAPSULATED CT ( ROUND ID-20mm) | TAPE WOUND WIRE TYPE (Window 20) | 147 | MTW 126 -2.5B-20 (125/1A- Ring Type Metering ENCP MTR1 SCND 1 A- CLS 1- BRDN 2.5VA) | 5214 | 3003159 | 85381090
5213 | Finished Good | Metering Current Transformers | ENCAPSULATED CT ( ROUND ID-30mm) | TAPE WOUND WIRE TYPE (Window 30) | 148 | MTW 126 -2.5A-30 (125/1A- Ring Type Metering ENCP MTR2 SCND 1 A- CLS 3- BRDN 2.5VA) | 5213 | 3003015 | 85381090
5212 | Finished Good | Metering Current Transformers | ENCAPSULATED CT ( ROUND ID-20mm) | TAPE WOUND WIRE TYPE (Window 20) | 147 | MTW 126 -2.5A-20 (125/1A- Ring Type Metering ENCP MTR1 SCND 1 A- CLS 3- BRDN 2.5VA) | 5212 | 3003195 | 85381090
5211 | Finished Good | Metering Current Transformers | ENCAPSULATED CT ( ROUND ID-110mm) | TAPE WOUND WIRE TYPE (Window 110) | 152 | MTW 1205 -15B-110 (1200/5A- Ring Type Metering ENCP MTR6 SCND 5A- CLS 1- BRDN 10VA) | 5211 | 3002359 | 85381090
5210 | Finished Good | Metering Current Transformers | ENCAPSULATED CT ( ROUND ID-110mm) | TAPE WOUND WIRE TYPE (Window 110) | 152 | MTW 1205 -15A-110 (1200/5A- Ring Type Metering ENCP MTR6 SCND 5A- CLS 3- BRDN 15VA) | 5210 | 3002388 | 85381090
5209 | Finished Good | Metering Current Transformers | ENCAPSULATED CT ( ROUND ID-110mm) | TAPE WOUND WIRE TYPE (Window 110) | 152 | MTW 1205 -10C-110 (1200/5A- Ring Type Metering ENCP MTR6 SCND 5A- CLS 0.5- BRDN 10VA) | 5209 | 3002374 | 85381090
5208 | Finished Good | Metering Current Transformers | ENCAPSULATED CT ( ROUND ID-110mm) | TAPE WOUND WIRE TYPE (Window 110) | 152 | MTW 1205 -10B-110 (1200/5A- Ring Type Metering ENCP MTR6 SCND 5A- CLS 1- BRDN 10VA) | 5208 | 3002404 | 85381090
5207 | Finished Good | Metering Current Transformers | ENCAPSULATED CT ( ROUND ID-110mm) | TAPE WOUND WIRE TYPE (Window 110) | 152 | MTW 1205 -10A-110 (1200/5A- Ring Type Metering ENCP MTR6 SCND 5A- CLS 3- BRDN 10VA) | 5207 | 3002420 | 85381090
5206 | Finished Good | Metering Current Transformers | ENCAPSULATED CT ( ROUND ID-110mm) | TAPE WOUND WIRE TYPE (Window 110) | 152 | MTW 1201 -15B-110 (1200/1A- Ring Type Metering ENCP MTR6 SCND 1A- CLS 1- BRDN 10VA) | 5206 | 3002351 | 85381090
5205 | Finished Good | Metering Current Transformers | ENCAPSULATED CT ( ROUND ID-110mm) | TAPE WOUND WIRE TYPE (Window 110) | 152 | MTW 1201 -15A-110 (1200/1A- Ring Type Metering ENCP MTR6 SCND 1A- CLS 3- BRDN 15VA) | 5205 | 3002380 | 85381090
5204 | Finished Good | Metering Current Transformers | ENCAPSULATED CT ( ROUND ID-110mm) | TAPE WOUND WIRE TYPE (Window 110) | 152 | MTW 1201 -10C-110 (1200/1A- Ring Type Metering ENCP MTR6 SCND 1A- CLS 0.5- BRDN 10VA) | 5204 | 3002366 | 85381090
5203 | Finished Good | Metering Current Transformers | ENCAPSULATED CT ( ROUND ID-110mm) | TAPE WOUND WIRE TYPE (Window 110) | 152 | MTW 1201 -10B-110 (1200/1A- Ring Type Metering ENCP MTR6 SCND 1A- CLS 1- BRDN 10VA) | 5203 | 3002396 | 85381090
5202 | Finished Good | Metering Current Transformers | ENCAPSULATED CT ( ROUND ID-110mm) | TAPE WOUND WIRE TYPE (Window 110) | 152 | MTW 1201 -10A-110 (1200/1A- Ring Type Metering ENCP MTR6 SCND 1A- CLS 3- BRDN 10VA) | 5202 | 3002412 | 85381090
5201 | Finished Good | Metering Current Transformers | ENCAPSULATED CT ( ROUND ID-110mm) | TAPE WOUND TERMINAL TYPE (Window 110) | 146 | MTW 1201 -10A-110 (1200/1A- Ring Type Metering ENCP MTR6 SCND 1A- CLS 3- BRDN 10VA) | 5201 | 3002408 | 85381090
5200 | Finished Good | Metering Current Transformers | ENCAPSULATED CT ( ROUND ID-30mm) | TAPE WOUND WIRE TYPE (Window 30) | 148 | MTW 105 -5C-30 (100/5A- Ring Type Metering ENCP MTR2 SCND 5 A- CLS 0.5- BRDN 5VA) | 5200 | 3002830 | 85381090
5199 | Finished Good | Metering Current Transformers | ENCAPSULATED CT ( ROUND ID-30mm) | TAPE WOUND WIRE TYPE (Window 30) | 148 | MTW 105 -5B-30 (100/5A- Ring Type Metering ENCP MTR2 SCND 5 A- CLS 1- BRDN 5VA) | 5199 | 3002874 | 85381090
5198 | Finished Good | Metering Current Transformers | ENCAPSULATED CT ( ROUND ID-20mm) | TAPE WOUND WIRE TYPE (Window 20) | 147 | MTW 105 -5B-20 (100/5A- Ring Type Metering ENCP MTR1 SCND 5 A- CLS 1- BRDN 5VA) | 5198 | 3003070 | 85381090
5197 | Finished Good | Metering Current Transformers | ENCAPSULATED CT ( ROUND ID-30mm) | TAPE WOUND WIRE TYPE (Window 30) | 148 | MTW 105 -5A-30 (100/5A- Ring Type Metering ENCP MTR2 SCND 5 A- CLS 3- BRDN 5VA) | 5197 | 3002918 | 85381090
5196 | Finished Good | Metering Current Transformers | ENCAPSULATED CT ( ROUND ID-20mm) | TAPE WOUND WIRE TYPE (Window 20) | 147 | MTW 105 -5A-20 (100/5A- Ring Type Metering ENCP MTR1 SCND 5 A- CLS 3- BRDN 5VA) | 5196 | 3003106 | 85381090
5195 | Finished Good | Metering Current Transformers | ENCAPSULATED CT ( ROUND ID-30mm) | TAPE WOUND WIRE TYPE (Window 30) | 148 | MTW 105 -2.5C-30 (100/5A- Ring Type Metering ENCP MTR2 SCND 5 A- CLS 0.5- BRDN 2.5VA) | 5195 | 3002962 | 85381090
5194 | Finished Good | Metering Current Transformers | ENCAPSULATED CT ( ROUND ID-20mm) | TAPE WOUND WIRE TYPE (Window 20) | 147 | MTW 105 -2.5C-20 (100/5A- Ring Type Metering ENCP MTR1 SCND 5 A- CLS 0.5- BRDN 2.5VA) | 5194 | 3003142 | 85381090
5193 | Finished Good | Metering Current Transformers | ENCAPSULATED CT ( ROUND ID-30mm) | TAPE WOUND WIRE TYPE (Window 30) | 148 | MTW 105 -2.5B-30 (100/5A- Ring Type Metering ENCP MTR2 SCND 5 A- CLS 1- BRDN 2.5VA) | 5193 | 3002998 | 85381090
5192 | Finished Good | Metering Current Transformers | ENCAPSULATED CT ( ROUND ID-20mm) | TAPE WOUND WIRE TYPE (Window 20) | 147 | MTW 105 -2.5B-20 (100/5A- Ring Type Metering ENCP MTR1 SCND 5 A- CLS 1- BRDN 2.5VA) | 5192 | 3003178 | 85381090
5191 | Finished Good | Metering Current Transformers | ENCAPSULATED CT ( ROUND ID-30mm) | TAPE WOUND WIRE TYPE (Window 30) | 148 | MTW 105 -2.5A-30 (100/5A- Ring Type Metering ENCP MTR2 SCND 5 A- CLS 3- BRDN 2.5VA) | 5191 | 3003034 | 85381090
5190 | Finished Good | Metering Current Transformers | ENCAPSULATED CT ( ROUND ID-20mm) | TAPE WOUND WIRE TYPE (Window 20) | 147 | MTW 105 -2.5A-20 (100/5A- Ring Type Metering ENCP MTR1 SCND 5 A- CLS 3- BRDN 2.5VA) | 5190 | 3003214 | 85381090
5189 | Finished Good | Metering Current Transformers | ENCAPSULATED CT ( ROUND ID-30mm) | TAPE WOUND WIRE TYPE (Window 30) | 148 | MTW 101 -5C-30 (100/1A- Ring Type Metering ENCP MTR2 SCND 1 A- CLS 0.5- BRDN 5VA) | 5189 | 3002808 | 85381090
5188 | Finished Good | Metering Current Transformers | ENCAPSULATED CT ( ROUND ID-30mm) | TAPE WOUND WIRE TYPE (Window 30) | 148 | MTW 101 -5B-30 (100/1A- Ring Type Metering ENCP MTR2 SCND 1 A- CLS 1- BRDN 5VA) | 5188 | 3002852 | 85381090
5187 | Finished Good | Metering Current Transformers | ENCAPSULATED CT ( ROUND ID-20mm) | TAPE WOUND WIRE TYPE (Window 20) | 147 | MTW 101 -5B-20 (100/1A- Ring Type Metering ENCP MTR1 SCND 1 A- CLS 1- BRDN 5VA) | 5187 | 3003052 | 85381090
5186 | Finished Good | Metering Current Transformers | ENCAPSULATED CT ( ROUND ID-30mm) | TAPE WOUND WIRE TYPE (Window 30) | 148 | MTW 101 -5A-30 (100/1A- Ring Type Metering ENCP MTR2 SCND 1 A- CLS 3- BRDN 5VA) | 5186 | 3002896 | 85381090
5185 | Finished Good | Metering Current Transformers | ENCAPSULATED CT ( ROUND ID-20mm) | TAPE WOUND WIRE TYPE (Window 20) | 147 | MTW 101 -5A-20 (100/1A- Ring Type Metering ENCP MTR1 SCND 1 A- CLS 3- BRDN 5VA) | 5185 | 3003088 | 85381090
5184 | Finished Good | Metering Current Transformers | ENCAPSULATED CT ( ROUND ID-30mm) | TAPE WOUND WIRE TYPE (Window 30) | 148 | MTW 101 -2.5C-30 (100/1A- Ring Type Metering ENCP MTR2 SCND 1 A- CLS 0.5- BRDN 2.5VA) | 5184 | 3002940 | 85381090
5183 | Finished Good | Metering Current Transformers | ENCAPSULATED CT ( ROUND ID-20mm) | TAPE WOUND WIRE TYPE (Window 20) | 147 | MTW 101 -2.5C-20 (100/1A- Ring Type Metering ENCP MTR1 SCND 1 A- CLS 0.5- BRDN 2.5VA) | 5183 | 3003124 | 85381090
5182 | Finished Good | Metering Current Transformers | ENCAPSULATED CT ( ROUND ID-30mm) | TAPE WOUND WIRE TYPE (Window 30) | 148 | MTW 101 -2.5B-30 (100/1A- Ring Type Metering ENCP MTR2 SCND 1 A- CLS 1- BRDN 2.5VA) | 5182 | 3002980 | 85381090
5181 | Finished Good | Metering Current Transformers | ENCAPSULATED CT ( ROUND ID-20mm) | TAPE WOUND WIRE TYPE (Window 20) | 147 | MTW 101 -2.5B-20 (100/1A- Ring Type Metering ENCP MTR1 SCND 1 A- CLS 1- BRDN 2.5VA) | 5181 | 3003160 | 85381090
5180 | Finished Good | Metering Current Transformers | ENCAPSULATED CT ( ROUND ID-30mm) | TAPE WOUND WIRE TYPE (Window 30) | 148 | MTW 101 -2.5A-30 (100/1A- Ring Type Metering ENCP MTR2 SCND 1 A- CLS 3- BRDN 2.5VA) | 5180 | 3003016 | 85381090
5179 | Finished Good | Metering Current Transformers | ENCAPSULATED CT ( ROUND ID-20mm) | TAPE WOUND WIRE TYPE (Window 20) | 147 | MTW 101 -2.5A-20 (100/1A- Ring Type Metering ENCP MTR1 SCND 1 A- CLS 3- BRDN 2.5VA) | 5179 | 3003196 | 85381090
5178 | Finished Good | Metering Current Transformers | ENCAPSULATED CT ( ROUND ID-80mm) | TAPE WOUND WIRE TYPE (Window 80) | 151 | MTW 1005 -5C-80 (1000/5A- Ring Type Metering ENCP MTR5 SCND 5A- CLS 0.5- BRDN 5VA) | 5178 | 3002521 | 85381090
5177 | Finished Good | Metering Current Transformers | ENCAPSULATED CT ( ROUND ID-80mm) | TAPE WOUND WIRE TYPE (Window 80) | 151 | MTW 1005 -15B-80 (1000/5A- Ring Type Metering ENCP MTR5 SCND 5A- CLS 1- BRDN 15VA) | 5177 | 3002442 | 85381090
5176 | Finished Good | Metering Current Transformers | ENCAPSULATED CT ( ROUND ID-80mm) | TAPE WOUND WIRE TYPE (Window 80) | 151 | MTW 1005 -15A-80 (1000/5A- Ring Type Metering ENCP MTR5 SCND 5A- CLS 3- BRDN 15VA) | 5176 | 3002473 | 85381090
5175 | Finished Good | Metering Current Transformers | ENCAPSULATED CT ( ROUND ID-80mm) | TAPE WOUND WIRE TYPE (Window 80) | 151 | MTW 1005 -10C-80 (1000/5A- Ring Type Metering ENCP MTR5 SCND 5A- CLS 0.5- BRDN 10VA) | 5175 | 3002457 | 85381090
5174 | Finished Good | Metering Current Transformers | ENCAPSULATED CT ( ROUND ID-80mm) | TAPE WOUND WIRE TYPE (Window 80) | 151 | MTW 1005 -10B-80 (1000/5A- Ring Type Metering ENCP MTR5 SCND 5A- CLS 1- BRDN 10VA) | 5174 | 3002489 | 85381090
5173 | Finished Good | Metering Current Transformers | ENCAPSULATED CT ( ROUND ID-80mm) | TAPE WOUND WIRE TYPE (Window 80) | 151 | MTW 1005 -10A-80 (1000/5A- Ring Type Metering ENCP MTR5 SCND 5A- CLS 3- BRDN 10VA) | 5173 | 3002505 | 85381090
5172 | Finished Good | Metering Current Transformers | ENCAPSULATED CT ( ROUND ID-80mm) | TAPE WOUND WIRE TYPE (Window 80) | 151 | MTW 1001 -5C-80 (1000/1A- Ring Type Metering ENCP MTR5 SCND 1A- CLS 0.5- BRDN 5VA) | 5172 | 3002513 | 85381090
5171 | Finished Good | Metering Current Transformers | ENCAPSULATED CT ( ROUND ID-80mm) | TAPE WOUND WIRE TYPE (Window 80) | 151 | MTW 1001 -15B-80 (1000/1A- Ring Type Metering ENCP MTR5 SCND 1A- CLS 1- BRDN 15VA) | 5171 | 3002436 | 85381090
5170 | Finished Good | Metering Current Transformers | ENCAPSULATED CT ( ROUND ID-80mm) | TAPE WOUND WIRE TYPE (Window 80) | 151 | MTW 1001 -15A-80 (1000/1A- Ring Type Metering ENCP MTR5 SCND 1A- CLS 3- BRDN 15VA) | 5170 | 3002465 | 85381090
5169 | Finished Good | Metering Current Transformers | ENCAPSULATED CT ( ROUND ID-80mm) | TAPE WOUND WIRE TYPE (Window 80) | 151 | MTW 1001 -10C-80 (1000/1A- Ring Type Metering ENCP MTR5 SCND 1A- CLS 0.5- BRDN 10VA) | 5169 | 3002449 | 85381090
5168 | Finished Good | Metering Current Transformers | ENCAPSULATED CT ( ROUND ID-80mm) | TAPE WOUND WIRE TYPE (Window 80) | 151 | MTW 1001 -10B-80 (1000/1A- Ring Type Metering ENCP MTR5 SCND 1A- CLS 1- BRDN 10VA) | 5168 | 3002481 | 85381090
5167 | Finished Good | Metering Current Transformers | ENCAPSULATED CT ( ROUND ID-80mm) | TAPE WOUND WIRE TYPE (Window 80) | 151 | MTW 1001 -10A-80 (1000/1A- Ring Type Metering ENCP MTR5 SCND 1A- CLS 3- BRDN 10VA) | 5167 | 3002497 | 85381090
5166 | Out Sourced / Processed Material | THERMOSET MATERIAL | Consumable | CT CASE | 113 | MTW 1(Window 20) Red (encp RESIN CAST TW WIRE - MTR 1(ID 20)) | 5166 | 2001086 | 85381090
5165 | Out Sourced / Processed Material | THERMOSET MATERIAL | Consumable | CT CASE | 113 | MTW 1(Window 20) Grey (encp TW WIRE - MTR 1(ID 20)) | 5165 | 2001098 | 85381090
5164 | Finished Good | Metering Current Transformers | ENCAPSULATED CT ( ROUND ID-30mm) | TAPE WOUND TERMINAL TYPE (Window 30) | 142 | MTT 85 -5C-30 (80/5A- Ring Type Metering ENCP MTR2 SCND 5 A- CLS 0.5- BRDN 5VA) | 5164 | 3002820 | 85381090
5163 | Finished Good | Metering Current Transformers | ENCAPSULATED CT ( ROUND ID-30mm) | TAPE WOUND TERMINAL TYPE (Window 30) | 142 | MTT 85 -5B-30 (80/5A- Ring Type Metering ENCP MTR2 SCND 5 A- CLS 1- BRDN 5VA) | 5163 | 3002864 | 85381090
5162 | Finished Good | Metering Current Transformers | ENCAPSULATED CT ( ROUND ID-20mm) | TAPE WOUND TERMINAL TYPE (Window 20) | 141 | MTT 85 -5B -20 (80/5A- Ring Type Metering ENCP MTR1 SCND 5 A- CLS 1- BRDN 5VA) | 5162 | 3003062 | 85381090
5161 | Finished Good | Metering Current Transformers | ENCAPSULATED CT ( ROUND ID-30mm) | TAPE WOUND TERMINAL TYPE (Window 30) | 142 | MTT 85 -5A-30 (80/5A- Ring Type Metering ENCP MTR2 SCND 5 A- CLS 3- BRDN 5VA) | 5161 | 3002908 | 85381090
5160 | Finished Good | Metering Current Transformers | ENCAPSULATED CT ( ROUND ID-20mm) | TAPE WOUND TERMINAL TYPE (Window 20) | 141 | MTT 85 -5A -20 (80/5A- Ring Type Metering ENCP MTR1 SCND 5 A- CLS 3- BRDN 5VA) | 5160 | 3003098 | 85381090
5159 | Finished Good | Metering Current Transformers | ENCAPSULATED CT ( ROUND ID-30mm) | TAPE WOUND TERMINAL TYPE (Window 30) | 142 | MTT 85 -2.5C-30 (80/5A- Ring Type Metering ENCP MTR2 SCND 5 A- CLS 0.5- BRDN 2.5VA) | 5159 | 3002952 | 85381090
5158 | Finished Good | Metering Current Transformers | ENCAPSULATED CT ( ROUND ID-20mm) | TAPE WOUND TERMINAL TYPE (Window 20) | 141 | MTT 85 -2.5C -20 (80/5A- Ring Type Metering ENCP MTR1 SCND 5 A- CLS 0.5- BRDN 2.5VA) | 5158 | 3003134 | 85381090
5157 | Finished Good | Metering Current Transformers | ENCAPSULATED CT ( ROUND ID-30mm) | TAPE WOUND TERMINAL TYPE (Window 30) | 142 | MTT 85 -2.5B-30 (80/5A- Ring Type Metering ENCP MTR2 SCND 5 A- CLS 1- BRDN 2.5VA) | 5157 | 3002990 | 85381090
5156 | Finished Good | Metering Current Transformers | ENCAPSULATED CT ( ROUND ID-20mm) | TAPE WOUND TERMINAL TYPE (Window 20) | 141 | MTT 85 -2.5B -20 (80/5A- Ring Type Metering ENCP MTR1 SCND 5 A- CLS 1- BRDN 2.5VA) | 5156 | 3003170 | 85381090
5155 | Finished Good | Metering Current Transformers | ENCAPSULATED CT ( ROUND ID-30mm) | TAPE WOUND TERMINAL TYPE (Window 30) | 142 | MTT 85 -2.5A-30 (80/5A- Ring Type Metering ENCP MTR2 SCND 5 A- CLS 3- BRDN 2.5VA) | 5155 | 3003026 | 85381090
5154 | Finished Good | Metering Current Transformers | ENCAPSULATED CT ( ROUND ID-20mm) | TAPE WOUND TERMINAL TYPE (Window 20) | 141 | MTT 85 -2.5A -20 (80/5A- Ring Type Metering ENCP MTR1 SCND 5 A- CLS 3- BRDN 2.5VA) | 5154 | 3003206 | 85381090
5153 | Finished Good | Metering Current Transformers | ENCAPSULATED CT ( ROUND ID-30mm) | TAPE WOUND TERMINAL TYPE (Window 30) | 142 | MTT 81 -5C-30 (80/1A- Ring Type Metering ENCP MTR2 SCND 1 A- CLS 0.5- BRDN 5VA) | 5153 | 3002798 | 85381090
5152 | Finished Good | Metering Current Transformers | ENCAPSULATED CT ( ROUND ID-30mm) | TAPE WOUND TERMINAL TYPE (Window 30) | 142 | MTT 81 -5B-30 (80/1A- Ring Type Metering ENCP MTR2 SCND 1 A- CLS 1- BRDN 5VA) | 5152 | 3002842 | 85381090
5151 | Finished Good | Metering Current Transformers | ENCAPSULATED CT ( ROUND ID-20mm) | TAPE WOUND TERMINAL TYPE (Window 20) | 141 | MTT 81 -5B -20 (80/1A- Ring Type Metering ENCP MTR1 SCND 1 A- CLS 1- BRDN 5VA) | 5151 | 3003044 | 85381090
5150 | Finished Good | Metering Current Transformers | ENCAPSULATED CT ( ROUND ID-30mm) | TAPE WOUND TERMINAL TYPE (Window 30) | 142 | MTT 81 -5A-30 (80/1A- Ring Type Metering ENCP MTR2 SCND 1 A- CLS 3- BRDN 5VA) | 5150 | 3002886 | 85381090
5149 | Finished Good | Metering Current Transformers | ENCAPSULATED CT ( ROUND ID-20mm) | TAPE WOUND TERMINAL TYPE (Window 20) | 141 | MTT 81 -5A -20 (80/1A- Ring Type Metering ENCP MTR1 SCND 1 A- CLS 3- BRDN 5VA) | 5149 | 3003080 | 85381090
5148 | Finished Good | Metering Current Transformers | ENCAPSULATED CT ( ROUND ID-30mm) | TAPE WOUND TERMINAL TYPE (Window 30) | 142 | MTT 81 -2.5C-30 (80/1A- Ring Type Metering ENCP MTR2 SCND 1 A- CLS 0.5- BRDN 2.5VA) | 5148 | 3002930 | 85381090
5147 | Finished Good | Metering Current Transformers | ENCAPSULATED CT ( ROUND ID-20mm) | TAPE WOUND TERMINAL TYPE (Window 20) | 141 | MTT 81 -2.5C -20 (80/1A- Ring Type Metering ENCP MTR1 SCND 1 A- CLS 0.5- BRDN 2.5VA) | 5147 | 3003116 | 85381090
5146 | Finished Good | Metering Current Transformers | ENCAPSULATED CT ( ROUND ID-30mm) | TAPE WOUND TERMINAL TYPE (Window 30) | 142 | MTT 81 -2.5B-30 (80/1A- Ring Type Metering ENCP MTR2 SCND 1 A- CLS 1- BRDN 2.5VA) | 5146 | 3002972 | 85381090
5145 | Finished Good | Metering Current Transformers | ENCAPSULATED CT ( ROUND ID-20mm) | TAPE WOUND TERMINAL TYPE (Window 20) | 141 | MTT 81 -2.5B -20 (80/1A- Ring Type Metering ENCP MTR1 SCND 1 A- CLS 1- BRDN 2.5VA) | 5145 | 3003152 | 85381090
5144 | Finished Good | Metering Current Transformers | ENCAPSULATED CT ( ROUND ID-30mm) | TAPE WOUND TERMINAL TYPE (Window 30) | 142 | MTT 81 -2.5A-30 (80/1A- Ring Type Metering ENCP MTR2 SCND 1 A- CLS 3- BRDN 2.5VA) | 5144 | 3003008 | 85381090
5143 | Finished Good | Metering Current Transformers | ENCAPSULATED CT ( ROUND ID-20mm) | TAPE WOUND TERMINAL TYPE (Window 20) | 141 | MTT 81 -2.5A -20 (80/1A- Ring Type Metering ENCP MTR1 SCND 1 A- CLS 3- BRDN 2.5VA) | 5143 | 3003188 | 85381090
5142 | Finished Good | Metering Current Transformers | ENCAPSULATED CT ( ROUND ID-80mm) | TAPE WOUND TERMINAL TYPE (Window 80) | 145 | MTT 805 -5C-80 (800/5A- Ring Type Metering ENCP MTR5 SCND 5A- CLS 0.5- BRDN 5VA) | 5142 | 3002518 | 85381090
5141 | Finished Good | Metering Current Transformers | ENCAPSULATED CT ( ROUND ID-80mm) | TAPE WOUND TERMINAL TYPE (Window 80) | 145 | MTT 805 -15B-80 (800/5A- Ring Type Metering ENCP MTR5 SCND 5A- CLS 1- BRDN 15VA) | 5141 | 3002440 | 85381090
5140 | Finished Good | Metering Current Transformers | ENCAPSULATED CT ( ROUND ID-80mm) | TAPE WOUND TERMINAL TYPE (Window 80) | 145 | MTT 805 -15A-80 (800/5A- Ring Type Metering ENCP MTR5 SCND 5A- CLS 3- BRDN 15VA) | 5140 | 3002470 | 85381090
5139 | Finished Good | Metering Current Transformers | ENCAPSULATED CT ( ROUND ID-80mm) | TAPE WOUND TERMINAL TYPE (Window 80) | 145 | MTT 805 -10C-80 (800/5A- Ring Type Metering ENCP MTR5 SCND 5A- CLS 0.5- BRDN 10VA) | 5139 | 3002454 | 85381090
5138 | Finished Good | Metering Current Transformers | ENCAPSULATED CT ( ROUND ID-80mm) | TAPE WOUND TERMINAL TYPE (Window 80) | 145 | MTT 805 -10B-80 (800/5A- Ring Type Metering ENCP MTR5 SCND 5A- CLS 1- BRDN 10VA) | 5138 | 3002486 | 85381090
5137 | Finished Good | Metering Current Transformers | ENCAPSULATED CT ( ROUND ID-80mm) | TAPE WOUND TERMINAL TYPE (Window 80) | 145 | MTT 805 -10A-80 (800/5A- Ring Type Metering ENCP MTR5 SCND 5A- CLS 3- BRDN 10VA) | 5137 | 3002502 | 85381090
5136 | Finished Good | Metering Current Transformers | ENCAPSULATED CT ( ROUND ID-80mm) | TAPE WOUND TERMINAL TYPE (Window 80) | 145 | MTT 801 -5C-80 (800/1A- Ring Type Metering ENCP MTR5 SCND 1A- CLS 0.5- BRDN 5VA) | 5136 | 3002510 | 85381090
5135 | Finished Good | Metering Current Transformers | ENCAPSULATED CT ( ROUND ID-80mm) | TAPE WOUND TERMINAL TYPE (Window 80) | 145 | MTT 801 -15B-80 (800/1A- Ring Type Metering ENCP MTR5 SCND 1A- CLS 1- BRDN 15VA) | 5135 | 3002434 | 85381090
5134 | Finished Good | Metering Current Transformers | ENCAPSULATED CT ( ROUND ID-80mm) | TAPE WOUND TERMINAL TYPE (Window 80) | 145 | MTT 801 -15A-80 (800/1A- Ring Type Metering ENCP MTR5 SCND 1A- CLS 3- BRDN 15VA) | 5134 | 3002462 | 85381090
5133 | Finished Good | Metering Current Transformers | ENCAPSULATED CT ( ROUND ID-80mm) | TAPE WOUND TERMINAL TYPE (Window 80) | 145 | MTT 801 -10C-80 (800/1A- Ring Type Metering ENCP MTR5 SCND 1A- CLS 0.5- BRDN 10VA) | 5133 | 3002446 | 85381090
5132 | Finished Good | Metering Current Transformers | ENCAPSULATED CT ( ROUND ID-80mm) | TAPE WOUND TERMINAL TYPE (Window 80) | 145 | MTT 801 -10B-80 (800/1A- Ring Type Metering ENCP MTR5 SCND 1A- CLS 1- BRDN 10VA) | 5132 | 3002478 | 85381090
5131 | Finished Good | Metering Current Transformers | ENCAPSULATED CT ( ROUND ID-80mm) | TAPE WOUND TERMINAL TYPE (Window 80) | 145 | MTT 801 -10A-80 (800/1A- Ring Type Metering ENCP MTR5 SCND 1A- CLS 3- BRDN 10VA) | 5131 | 3002494 | 85381090
5130 | Finished Good | Metering Current Transformers | ENCAPSULATED CT ( ROUND ID-30mm) | TAPE WOUND TERMINAL TYPE (Window 30) | 142 | MTT 65 -5C-30-(2T) (60/5A- Ring Type Metering ENCP MTR2 SCND 5 A- CLS 0.5- BRDN 5VA) | 5130 | 3002821 | 85381090
5129 | Finished Good | Metering Current Transformers | ENCAPSULATED CT ( ROUND ID-30mm) | TAPE WOUND TERMINAL TYPE (Window 30) | 142 | MTT 65 -5B-30-(2T) (60/5A- Ring Type Metering ENCP MTR2 SCND 5 A- CLS 1- BRDN 5VA) | 5129 | 3002865 | 85381090
5128 | Finished Good | Metering Current Transformers | ENCAPSULATED CT ( ROUND ID-20mm) | TAPE WOUND TERMINAL TYPE (Window 20) | 141 | MTT 65 -5B-20-2T (60/5A- Ring Type Metering ENCP MTR1 SCND 5 A- CLS 1- BRDN 5VA) | 5128 | 3003063 | 85381090
5127 | Finished Good | Metering Current Transformers | ENCAPSULATED CT ( ROUND ID-30mm) | TAPE WOUND TERMINAL TYPE (Window 30) | 142 | MTT 65 -5A-30-(2T) (60/5A- Ring Type Metering ENCP MTR2 SCND 5 A- CLS 3- BRDN 5VA) | 5127 | 3002909 | 85381090
5126 | Finished Good | Metering Current Transformers | ENCAPSULATED CT ( ROUND ID-20mm) | TAPE WOUND TERMINAL TYPE (Window 20) | 141 | MTT 65 -5A-20-2T (60/5A- Ring Type Metering ENCP MTR1 SCND 5 A- CLS 3- BRDN 5VA) | 5126 | 3003099 | 85381090
5125 | Finished Good | Metering Current Transformers | ENCAPSULATED CT ( ROUND ID-30mm) | TAPE WOUND TERMINAL TYPE (Window 30) | 142 | MTT 65 -2.5C-30-(2T) (60/5A- Ring Type Metering ENCP MTR2 SCND 5 A- CLS 0.5- BRDN 2.5VA) | 5125 | 3002953 | 85381090
5124 | Finished Good | Metering Current Transformers | ENCAPSULATED CT ( ROUND ID-20mm) | TAPE WOUND TERMINAL TYPE (Window 20) | 141 | MTT 65 -2.5C-20-2T (60/5A- Ring Type Metering ENCP MTR1 SCND 5 A- CLS 0.5- BRDN 2.5VA) | 5124 | 3003135 | 85381090
5123 | Finished Good | Metering Current Transformers | ENCAPSULATED CT ( ROUND ID-30mm) | TAPE WOUND TERMINAL TYPE (Window 30) | 142 | MTT 65 -2.5B-30-(2T) (60/5A- Ring Type Metering ENCP MTR2 SCND 5 A- CLS 1- BRDN 2.5VA) | 5123 | 3002991 | 85381090
5122 | Finished Good | Metering Current Transformers | ENCAPSULATED CT ( ROUND ID-20mm) | TAPE WOUND TERMINAL TYPE (Window 20) | 141 | MTT 65 -2.5B-20-2T (60/5A- Ring Type Metering ENCP MTR1 SCND 5 A- CLS 1- BRDN 2.5VA) | 5122 | 3003171 | 85381090
5121 | Finished Good | Metering Current Transformers | ENCAPSULATED CT ( ROUND ID-30mm) | TAPE WOUND TERMINAL TYPE (Window 30) | 142 | MTT 65 -2.5A-30-(2T) (60/5A- Ring Type Metering ENCP MTR2 SCND 5 A- CLS 3- BRDN 2.5VA) | 5121 | 3003027 | 85381090
5120 | Finished Good | Metering Current Transformers | ENCAPSULATED CT ( ROUND ID-20mm) | TAPE WOUND TERMINAL TYPE (Window 20) | 141 | MTT 65 -2.5A-20-2T (60/5A- Ring Type Metering ENCP MTR1 SCND 5 A- CLS 3- BRDN 2.5VA) | 5120 | 3003207 | 85381090
5119 | Finished Good | Metering Current Transformers | ENCAPSULATED CT ( ROUND ID-30mm) | TAPE WOUND TERMINAL TYPE (Window 30) | 142 | MTT 61 -5C-30-(2T) (60/1A- Ring Type Metering ENCP MTR2 SCND 1 A- CLS 0.5- BRDN 5VA) | 5119 | 3002799 | 85381090
5118 | Finished Good | Metering Current Transformers | ENCAPSULATED CT ( ROUND ID-30mm) | TAPE WOUND TERMINAL TYPE (Window 30) | 142 | MTT 61 -5B-30-(2T) (60/1A- Ring Type Metering ENCP MTR2 SCND 1 A- CLS 1- BRDN 5VA) | 5118 | 3002843 | 85381090
5117 | Finished Good | Metering Current Transformers | ENCAPSULATED CT ( ROUND ID-20mm) | TAPE WOUND TERMINAL TYPE (Window 20) | 141 | MTT 61 -5B-20-2T (60/1A- Ring Type Metering ENCP MTR1 SCND 1 A- CLS 1- BRDN 5VA) | 5117 | 3003045 | 85381090
5116 | Finished Good | Metering Current Transformers | ENCAPSULATED CT ( ROUND ID-30mm) | TAPE WOUND TERMINAL TYPE (Window 30) | 142 | MTT 61 -5A-30-(2T) (60/1A- Ring Type Metering ENCP MTR2 SCND 1 A- CLS 3- BRDN 5VA) | 5116 | 3002887 | 85381090
5115 | Finished Good | Metering Current Transformers | ENCAPSULATED CT ( ROUND ID-20mm) | TAPE WOUND TERMINAL TYPE (Window 20) | 141 | MTT 61 -5A-20-2T (60/1A- Ring Type Metering ENCP MTR1 SCND 1 A- CLS 3- BRDN 5VA) | 5115 | 3003081 | 85381090
5114 | Finished Good | Metering Current Transformers | ENCAPSULATED CT ( ROUND ID-30mm) | TAPE WOUND TERMINAL TYPE (Window 30) | 142 | MTT 61 -2.5C-30-(2T) (60/1A- Ring Type Metering ENCP MTR2 SCND 1 A- CLS 0.5- BRDN 2.5VA) | 5114 | 3002931 | 85381090
5113 | Finished Good | Metering Current Transformers | ENCAPSULATED CT ( ROUND ID-20mm) | TAPE WOUND TERMINAL TYPE (Window 20) | 141 | MTT 61 -2.5C-20-2T (60/1A- Ring Type Metering ENCP MTR1 SCND 1 A- CLS 0.5- BRDN 2.5VA) | 5113 | 3003117 | 85381090
5112 | Finished Good | Metering Current Transformers | ENCAPSULATED CT ( ROUND ID-30mm) | TAPE WOUND TERMINAL TYPE (Window 30) | 142 | MTT 61 -2.5B-30-(2T) (60/1A- Ring Type Metering ENCP MTR2 SCND 1 A- CLS 1- BRDN 2.5VA) | 5112 | 3002973 | 85381090
5111 | Finished Good | Metering Current Transformers | ENCAPSULATED CT ( ROUND ID-20mm) | TAPE WOUND TERMINAL TYPE (Window 20) | 141 | MTT 61 -2.5B-20-2T (60/1A- Ring Type Metering ENCP MTR1 SCND 1 A- CLS 1- BRDN 2.5VA) | 5111 | 3003153 | 85381090
5110 | Finished Good | Metering Current Transformers | ENCAPSULATED CT ( ROUND ID-30mm) | TAPE WOUND TERMINAL TYPE (Window 30) | 142 | MTT 61 -2.5A-30-(2T) (60/1A- Ring Type Metering ENCP MTR2 SCND 1 A- CLS 3- BRDN 2.5VA) | 5110 | 3003009 | 85381090
5109 | Finished Good | Metering Current Transformers | ENCAPSULATED CT ( ROUND ID-20mm) | TAPE WOUND TERMINAL TYPE (Window 20) | 141 | MTT 61 -2.5A-20-2T (60/1A- Ring Type Metering ENCP MTR1 SCND 1 A- CLS 3- BRDN 2.5VA) | 5109 | 3003189 | 85381090
5108 | Finished Good | Metering Current Transformers | ENCAPSULATED CT ( ROUND ID-80mm) | TAPE WOUND TERMINAL TYPE (Window 80) | 145 | MTT 605 -5C-80 (600/5A- Ring Type Metering ENCP MTR5 SCND 5A- CLS 0.5- BRDN 5VA) | 5108 | 3002519 | 85381090
5107 | Finished Good | Metering Current Transformers | ENCAPSULATED CT ( ROUND ID-57mm) | TAPE WOUND TERMINAL TYPE (Window 57) | 144 | MTT 605 -5C-57 (600/5A- Ring Type Metering ENCP MTR4 SCND 5A- CLS 0.5- BRDN 5VA) | 5107 | 3002609 | 85381090
5106 | Finished Good | Metering Current Transformers | ENCAPSULATED CT ( ROUND ID-80mm) | TAPE WOUND TERMINAL TYPE (Window 80) | 145 | MTT 605 -5B-80 (600/1A- Ring Type Metering ENCP MTR5 SCND 5A- CLS 1- BRDN 5VA) | 5106 | 3002529 | 85381090
5105 | Finished Good | Metering Current Transformers | ENCAPSULATED CT ( ROUND ID-57mm) | TAPE WOUND TERMINAL TYPE (Window 57) | 144 | MTT 605 -5B-57 (600/5A- Ring Type Metering ENCP MTR4 SCND 5A- CLS 1- BRDN 5VA) | 5105 | 3002625 | 85381090
5104 | Finished Good | Metering Current Transformers | ENCAPSULATED CT ( ROUND ID-80mm) | TAPE WOUND TERMINAL TYPE (Window 80) | 145 | MTT 605 -5A-80 (600/5A- Ring Type Metering ENCP MTR5 SCND 5A- CLS 3- BRDN 5VA) | 5104 | 3002539 | 85381090
5103 | Finished Good | Metering Current Transformers | ENCAPSULATED CT ( ROUND ID-57mm) | TAPE WOUND TERMINAL TYPE (Window 57) | 144 | MTT 605 -5A-57 (600/5A- Ring Type Metering ENCP MTR4 SCND 5A- CLS 3- BRDN 5VA) | 5103 | 3002641 | 85381090
5102 | Finished Good | Metering Current Transformers | ENCAPSULATED CT ( ROUND ID-80mm) | TAPE WOUND TERMINAL TYPE (Window 80) | 145 | MTT 605 -15B-80 (600/5A- Ring Type Metering ENCP MTR5 SCND 5A- CLS 1- BRDN 15VA) | 5102 | 3002441 | 85381090
5101 | Finished Good | Metering Current Transformers | ENCAPSULATED CT ( ROUND ID-80mm) | TAPE WOUND TERMINAL TYPE (Window 80) | 145 | MTT 605 -15A-80 (600/5A- Ring Type Metering ENCP MTR5 SCND 5A- CLS 3- BRDN 15VA) | 5101 | 3002471 | 85381090
5100 | Finished Good | Metering Current Transformers | ENCAPSULATED CT ( ROUND ID-57mm) | TAPE WOUND TERMINAL TYPE (Window 57) | 144 | MTT 605 -15A-57 (600/5A- Ring Type Metering ENCP MTR4 SCND 5A- CLS 3- BRDN 15VA) | 5100 | 3002561 | 85381090
5099 | Finished Good | Metering Current Transformers | ENCAPSULATED CT ( ROUND ID-80mm) | TAPE WOUND TERMINAL TYPE (Window 80) | 145 | MTT 605 -10C-80 (600/5A- Ring Type Metering ENCP MTR5 SCND 5A- CLS 0.5- BRDN 10VA) | 5099 | 3002455 | 85381090
5098 | Finished Good | Metering Current Transformers | ENCAPSULATED CT ( ROUND ID-57mm) | TAPE WOUND TERMINAL TYPE (Window 57) | 144 | MTT 605 -10C-57 (600/5A- Ring Type Metering ENCP MTR4 SCND 5A- CLS 0.5- BRDN 10VA) | 5098 | 3002547 | 85381090
5097 | Finished Good | Metering Current Transformers | ENCAPSULATED CT ( ROUND ID-80mm) | TAPE WOUND TERMINAL TYPE (Window 80) | 145 | MTT 605 -10B-80 (600/5A- Ring Type Metering ENCP MTR5 SCND 5A- CLS 1- BRDN 10VA) | 5097 | 3002487 | 85381090
5096 | Finished Good | Metering Current Transformers | ENCAPSULATED CT ( ROUND ID-57mm) | TAPE WOUND TERMINAL TYPE (Window 57) | 144 | MTT 605 -10B-57 (600/5A- Ring Type Metering ENCP MTR4 SCND 5A- CLS 1- BRDN 10VA) | 5096 | 3002577 | 85381090
5095 | Finished Good | Metering Current Transformers | ENCAPSULATED CT ( ROUND ID-80mm) | TAPE WOUND TERMINAL TYPE (Window 80) | 145 | MTT 605 -10A-80 (600/5A- Ring Type Metering ENCP MTR5 SCND 5A- CLS 3- BRDN 10VA) | 5095 | 3002503 | 85381090
5094 | Finished Good | Metering Current Transformers | ENCAPSULATED CT ( ROUND ID-57mm) | TAPE WOUND TERMINAL TYPE (Window 57) | 144 | MTT 605 -10A-57 (600/5A- Ring Type Metering ENCP MTR4 SCND 5A- CLS 3- BRDN 10VA) | 5094 | 3002593 | 85381090
5093 | Finished Good | Metering Current Transformers | ENCAPSULATED CT ( ROUND ID-80mm) | TAPE WOUND TERMINAL TYPE (Window 80) | 145 | MTT 601 -5C-80 (600/1A- Ring Type Metering ENCP MTR5 SCND 1A- CLS 0.5- BRDN 5VA) | 5093 | 3002511 | 85381090
5092 | Finished Good | Metering Current Transformers | ENCAPSULATED CT ( ROUND ID-57mm) | TAPE WOUND TERMINAL TYPE (Window 57) | 144 | MTT 601 -5C-57 (600/1A- Ring Type Metering ENCP MTR4 SCND 1A- CLS 0.5- BRDN 5VA) | 5092 | 3002601 | 85381090
5091 | Finished Good | Metering Current Transformers | ENCAPSULATED CT ( ROUND ID-80mm) | TAPE WOUND TERMINAL TYPE (Window 80) | 145 | MTT 601 -5B-80 (600/1A- Ring Type Metering ENCP MTR5 SCND 1A- CLS 1- BRDN 5VA) | 5091 | 3002525 | 85381090
5090 | Finished Good | Metering Current Transformers | ENCAPSULATED CT ( ROUND ID-57mm) | TAPE WOUND TERMINAL TYPE (Window 57) | 144 | MTT 601 -5B-57 (600/1A- Ring Type Metering ENCP MTR4 SCND 1A- CLS 1- BRDN 5VA) | 5090 | 3002617 | 85381090
5089 | Finished Good | Metering Current Transformers | ENCAPSULATED CT ( ROUND ID-80mm) | TAPE WOUND TERMINAL TYPE (Window 80) | 145 | MTT 601 -5A-80 (600/1A- Ring Type Metering ENCP MTR5 SCND 1A- CLS 3- BRDN 5VA) | 5089 | 3002535 | 85381090
5088 | Finished Good | Metering Current Transformers | ENCAPSULATED CT ( ROUND ID-57mm) | TAPE WOUND TERMINAL TYPE (Window 57) | 144 | MTT 601 -5A-57 (600/1A- Ring Type Metering ENCP MTR4 SCND 1A- CLS 3- BRDN 5VA) | 5088 | 3002633 | 85381090
5087 | Finished Good | Metering Current Transformers | ENCAPSULATED CT ( ROUND ID-80mm) | TAPE WOUND TERMINAL TYPE (Window 80) | 145 | MTT 601 -15B-80 (600/1A- Ring Type Metering ENCP MTR5 SCND 1A- CLS 1- BRDN 15VA) | 5087 | 3002435 | 85381090
5086 | Finished Good | Metering Current Transformers | ENCAPSULATED CT ( ROUND ID-80mm) | TAPE WOUND TERMINAL TYPE (Window 80) | 145 | MTT 601 -15A-80 (600/1A- Ring Type Metering ENCP MTR5 SCND 1A- CLS 3- BRDN 15VA) | 5086 | 3002463 | 85381090
5085 | Finished Good | Metering Current Transformers | ENCAPSULATED CT ( ROUND ID-57mm) | TAPE WOUND TERMINAL TYPE (Window 57) | 144 | MTT 601 -15A-57 (600/1A- Ring Type Metering ENCP MTR4 SCND 1A- CLS 3- BRDN 15VA) | 5085 | 3002553 | 85381090
5084 | Finished Good | Metering Current Transformers | ENCAPSULATED CT ( ROUND ID-80mm) | TAPE WOUND TERMINAL TYPE (Window 80) | 145 | MTT 601 -10C-80 (600/1A- Ring Type Metering ENCP MTR5 SCND 1A- CLS 0.5- BRDN 10VA) | 5084 | 3002447 | 85381090
5083 | Finished Good | Metering Current Transformers | ENCAPSULATED CT ( ROUND ID-57mm) | TAPE WOUND TERMINAL TYPE (Window 57) | 144 | MTT 601 -10C-57 (600/1A- Ring Type Metering ENCP MTR4 SCND 1A- CLS 0.5- BRDN 10VA) | 5083 | 3002541 | 85381090
5082 | Finished Good | Metering Current Transformers | ENCAPSULATED CT ( ROUND ID-80mm) | TAPE WOUND TERMINAL TYPE (Window 80) | 145 | MTT 601 -10B-80 (600/1A- Ring Type Metering ENCP MTR5 SCND 1A- CLS 1- BRDN 10VA) | 5082 | 3002479 | 85381090
5081 | Finished Good | Metering Current Transformers | ENCAPSULATED CT ( ROUND ID-57mm) | TAPE WOUND TERMINAL TYPE (Window 57) | 144 | MTT 601 -10B-57 (600/1A- Ring Type Metering ENCP MTR4 SCND 1A- CLS 1- BRDN 10VA) | 5081 | 3002569 | 85381090
5080 | Finished Good | Metering Current Transformers | ENCAPSULATED CT ( ROUND ID-80mm) | TAPE WOUND TERMINAL TYPE (Window 80) | 145 | MTT 601 -10A-80 (600/1A- Ring Type Metering ENCP MTR5 SCND 1A- CLS 3- BRDN 10VA) | 5080 | 3002495 | 85381090
5079 | Finished Good | Metering Current Transformers | ENCAPSULATED CT ( ROUND ID-57mm) | TAPE WOUND TERMINAL TYPE (Window 57) | 144 | MTT 601 -10A-57 (600/1A- Ring Type Metering ENCP MTR4 SCND 1A- CLS 3- BRDN 10VA) | 5079 | 3002585 | 85381090
5078 | Out Sourced / Processed Material | THERMOSET MATERIAL | Consumable | CT CASE | 113 | MTT 6(Window 110) Red (encp RESIN CAST TW TERMINAL - MTR 6(ID 110)) | 5078 | 2001075 | 85381090
5077 | Out Sourced / Processed Material | THERMOSET MATERIAL | Consumable | CT CASE | 113 | MTT 6(Window 110) Grey (encp TW TERMINAL - MTR 6(ID 110)) | 5077 | 2001087 | 85381090
5076 | Finished Good | Metering Current Transformers | ENCAPSULATED CT ( ROUND ID-30mm) | TAPE WOUND TERMINAL TYPE (Window 30) | 142 | MTT 55 -5C-30-(2T) (50/5A- Ring Type Metering ENCP MTR2 SCND 5 A- CLS 0.5- BRDN 5VA) | 5076 | 3002822 | 85381090
5075 | Finished Good | Metering Current Transformers | ENCAPSULATED CT ( ROUND ID-30mm) | TAPE WOUND TERMINAL TYPE (Window 30) | 142 | MTT 55 -5B-30-(2T) (50/5A- Ring Type Metering ENCP MTR2 SCND 5 A- CLS 1- BRDN 5VA) | 5075 | 3002866 | 85381090
5074 | Finished Good | Metering Current Transformers | ENCAPSULATED CT ( ROUND ID-20mm) | TAPE WOUND TERMINAL TYPE (Window 20) | 141 | MTT 55 -5B-20-2T (50/5A- Ring Type Metering ENCP MTR1 SCND 5 A- CLS 1- BRDN 5VA) | 5074 | 3003064 | 85381090
5073 | Finished Good | Metering Current Transformers | ENCAPSULATED CT ( ROUND ID-30mm) | TAPE WOUND TERMINAL TYPE (Window 30) | 142 | MTT 55 -5A-30-(2T) (50/5A- Ring Type Metering ENCP MTR2 SCND 5 A- CLS 3- BRDN 5VA) | 5073 | 3002910 | 85381090
5072 | Finished Good | Metering Current Transformers | ENCAPSULATED CT ( ROUND ID-20mm) | TAPE WOUND TERMINAL TYPE (Window 20) | 141 | MTT 55 -5A-20-2T (50/5A- Ring Type Metering ENCP MTR1 SCND 5 A- CLS 3- BRDN 5VA) | 5072 | 3003100 | 85381090
5071 | Finished Good | Metering Current Transformers | ENCAPSULATED CT ( ROUND ID-30mm) | TAPE WOUND TERMINAL TYPE (Window 30) | 142 | MTT 55 -2.5C-30-(2T) (50/5A- Ring Type Metering ENCP MTR2 SCND 5 A- CLS 0.5- BRDN 2.5VA) | 5071 | 3002954 | 85381090
5070 | Finished Good | Metering Current Transformers | ENCAPSULATED CT ( ROUND ID-20mm) | TAPE WOUND TERMINAL TYPE (Window 20) | 141 | MTT 55 -2.5C-20-2T (50/5A- Ring Type Metering ENCP MTR1 SCND 5 A- CLS 0.5- BRDN 2.5VA) | 5070 | 3003136 | 85381090
5069 | Finished Good | Metering Current Transformers | ENCAPSULATED CT ( ROUND ID-30mm) | TAPE WOUND TERMINAL TYPE (Window 30) | 142 | MTT 55 -2.5B-30-(2T) (50/5A- Ring Type Metering ENCP MTR2 SCND 5 A- CLS 1- BRDN 2.5VA) | 5069 | 3002992 | 85381090
5068 | Finished Good | Metering Current Transformers | ENCAPSULATED CT ( ROUND ID-20mm) | TAPE WOUND TERMINAL TYPE (Window 20) | 141 | MTT 55 -2.5B-20-2T (50/5A- Ring Type Metering ENCP MTR1 SCND 5 A- CLS 1- BRDN 2.5VA) | 5068 | 3003172 | 85381090
5067 | Finished Good | Metering Current Transformers | ENCAPSULATED CT ( ROUND ID-30mm) | TAPE WOUND TERMINAL TYPE (Window 30) | 142 | MTT 55 -2.5A-30-(2T) (50/5A- Ring Type Metering ENCP MTR2 SCND 5 A- CLS 3- BRDN 2.5VA) | 5067 | 3003028 | 85381090
5066 | Finished Good | Metering Current Transformers | ENCAPSULATED CT ( ROUND ID-20mm) | TAPE WOUND TERMINAL TYPE (Window 20) | 141 | MTT 55 -2.5A-20-2T (50/5A- Ring Type Metering ENCP MTR1 SCND 5 A- CLS 3- BRDN 2.5VA) | 5066 | 3003208 | 85381090
5065 | Finished Good | Metering Current Transformers | ENCAPSULATED CT ( ROUND ID-30mm) | TAPE WOUND TERMINAL TYPE (Window 30) | 142 | MTT 51 -5C-30-(2T) (50/1A- Ring Type Metering ENCP MTR2 SCND 1 A- CLS 0.5- BRDN 5VA) | 5065 | 3002800 | 85381090
5064 | Finished Good | Metering Current Transformers | ENCAPSULATED CT ( ROUND ID-30mm) | TAPE WOUND TERMINAL TYPE (Window 30) | 142 | MTT 51 -5B-30-(2T) (50/1A- Ring Type Metering ENCP MTR2 SCND 1 A- CLS 1- BRDN 5VA) | 5064 | 3002844 | 85381090
5063 | Finished Good | Metering Current Transformers | ENCAPSULATED CT ( ROUND ID-20mm) | TAPE WOUND TERMINAL TYPE (Window 20) | 141 | MTT 51 -5B-20-2T (50/1A- Ring Type Metering ENCP MTR1 SCND 1 A- CLS 1- BRDN 5VA) | 5063 | 3003046 | 85381090
5062 | Finished Good | Metering Current Transformers | ENCAPSULATED CT ( ROUND ID-30mm) | TAPE WOUND TERMINAL TYPE (Window 30) | 142 | MTT 51 -5A-30-(2T) (50/1A- Ring Type Metering ENCP MTR2 SCND 1 A- CLS 3- BRDN 5VA) | 5062 | 3002888 | 85381090
5061 | Finished Good | Metering Current Transformers | ENCAPSULATED CT ( ROUND ID-20mm) | TAPE WOUND TERMINAL TYPE (Window 20) | 141 | MTT 51 -5A-20-2T (50/1A- Ring Type Metering ENCP MTR1 SCND 1 A- CLS 3- BRDN 5VA) | 5061 | 3003082 | 85381090
5060 | Finished Good | Metering Current Transformers | ENCAPSULATED CT ( ROUND ID-30mm) | TAPE WOUND TERMINAL TYPE (Window 30) | 142 | MTT 51 -2.5C-30-(2T) (50/1A- Ring Type Metering ENCP MTR2 SCND 1 A- CLS 0.5- BRDN 2.5VA) | 5060 | 3002932 | 85381090
5059 | Finished Good | Metering Current Transformers | ENCAPSULATED CT ( ROUND ID-20mm) | TAPE WOUND TERMINAL TYPE (Window 20) | 141 | MTT 51 -2.5C-20-2T (50/1A- Ring Type Metering ENCP MTR1 SCND 1 A- CLS 0.5- BRDN 2.5VA) | 5059 | 3003118 | 85381090
5058 | Finished Good | Metering Current Transformers | ENCAPSULATED CT ( ROUND ID-30mm) | TAPE WOUND TERMINAL TYPE (Window 30) | 142 | MTT 51 -2.5B-30-(2T) (50/1A- Ring Type Metering ENCP MTR2 SCND 1 A- CLS 1- BRDN 2.5VA) | 5058 | 3002974 | 85381090
5057 | Finished Good | Metering Current Transformers | ENCAPSULATED CT ( ROUND ID-20mm) | TAPE WOUND TERMINAL TYPE (Window 20) | 141 | MTT 51 -2.5B-20-2T (50/1A- Ring Type Metering ENCP MTR1 SCND 1 A- CLS 1- BRDN 2.5VA) | 5057 | 3003154 | 85381090
5056 | Finished Good | Metering Current Transformers | ENCAPSULATED CT ( ROUND ID-30mm) | TAPE WOUND TERMINAL TYPE (Window 30) | 142 | MTT 51 -2.5A-30-(2T) (50/1A- Ring Type Metering ENCP MTR2 SCND 1 A- CLS 3- BRDN 2.5VA) | 5056 | 3003010 | 85381090
5055 | Finished Good | Metering Current Transformers | ENCAPSULATED CT ( ROUND ID-20mm) | TAPE WOUND TERMINAL TYPE (Window 20) | 141 | MTT 51 -2.5A-20-2T (50/1A- Ring Type Metering ENCP MTR1 SCND 1 A- CLS 3- BRDN 2.5VA) | 5055 | 3003190 | 85381090
5054 | Finished Good | Metering Current Transformers | ENCAPSULATED CT ( ROUND ID-80mm) | TAPE WOUND TERMINAL TYPE (Window 80) | 145 | MTT 505 -5C-80 (500/5A- Ring Type Metering ENCP MTR5 SCND 5A- CLS 0.5- BRDN 5VA) | 5054 | 3002520 | 85381090
5053 | Finished Good | Metering Current Transformers | ENCAPSULATED CT ( ROUND ID-57mm) | TAPE WOUND TERMINAL TYPE (Window 57) | 144 | MTT 505 -5C-57 (500/5A- Ring Type Metering ENCP MTR4 SCND 5A- CLS 0.5- BRDN 5VA) | 5053 | 3002610 | 85381090
5052 | Finished Good | Metering Current Transformers | ENCAPSULATED CT ( ROUND ID-80mm) | TAPE WOUND TERMINAL TYPE (Window 80) | 145 | MTT 505 -5B-80 (500/5A- Ring Type Metering ENCP MTR5 SCND 5A- CLS 1- BRDN 5VA) | 5052 | 3002530 | 85381090
5051 | Finished Good | Metering Current Transformers | ENCAPSULATED CT ( ROUND ID-57mm) | TAPE WOUND TERMINAL TYPE (Window 57) | 144 | MTT 505 -5B-57 (500/5A- Ring Type Metering ENCP MTR4 SCND 5A- CLS 1- BRDN 5VA) | 5051 | 3002626 | 85381090
5050 | Finished Good | Metering Current Transformers | ENCAPSULATED CT ( ROUND ID-57mm) | TAPE WOUND TERMINAL TYPE (Window 57) | 144 | MTT 505 -5A-57 (500/5A- Ring Type Metering ENCP MTR4 SCND 5A- CLS 3- BRDN 5VA) | 5050 | 3002642 | 85381090
5049 | Finished Good | Metering Current Transformers | ENCAPSULATED CT ( ROUND ID-80mm) | TAPE WOUND TERMINAL TYPE (Window 80) | 145 | MTT 505 -15A-80 (500/5A- Ring Type Metering ENCP MTR5 SCND 5A- CLS 3- BRDN 15VA) | 5049 | 3002472 | 85381090
5048 | Finished Good | Metering Current Transformers | ENCAPSULATED CT ( ROUND ID-80mm) | TAPE WOUND TERMINAL TYPE (Window 80) | 145 | MTT 505 -15A-80 (500/1A- Ring Type Metering ENCP MTR5 SCND 1A- CLS 3- BRDN 15VA) | 5048 | 3002464 | 85381090
5047 | Finished Good | Metering Current Transformers | ENCAPSULATED CT ( ROUND ID-57mm) | TAPE WOUND TERMINAL TYPE (Window 57) | 144 | MTT 505 -15A-57 (500/5A- Ring Type Metering ENCP MTR4 SCND 5A- CLS 3- BRDN 15VA) | 5047 | 3002562 | 85381090
5046 | Finished Good | Metering Current Transformers | ENCAPSULATED CT ( ROUND ID-80mm) | TAPE WOUND TERMINAL TYPE (Window 80) | 145 | MTT 505 -10C-80 (500/5A- Ring Type Metering ENCP MTR5 SCND 5A- CLS 0.5- BRDN 10VA) | 5046 | 3002456 | 85381090
5045 | Finished Good | Metering Current Transformers | ENCAPSULATED CT ( ROUND ID-80mm) | TAPE WOUND TERMINAL TYPE (Window 80) | 145 | MTT 505 -10C-80 (500/1A- Ring Type Metering ENCP MTR5 SCND 1A- CLS 0.5- BRDN 10VA) | 5045 | 3002448 | 85381090
5044 | Finished Good | Metering Current Transformers | ENCAPSULATED CT ( ROUND ID-57mm) | TAPE WOUND TERMINAL TYPE (Window 57) | 144 | MTT 505 -10C-57 (500/5A- Ring Type Metering ENCP MTR4 SCND 5A- CLS 0.5- BRDN 10VA) | 5044 | 3002548 | 85381090
5043 | Finished Good | Metering Current Transformers | ENCAPSULATED CT ( ROUND ID-80mm) | TAPE WOUND TERMINAL TYPE (Window 80) | 145 | MTT 505 -10B-80 (500/5A- Ring Type Metering ENCP MTR5 SCND 5A- CLS 1- BRDN 10VA) | 5043 | 3002488 | 85381090
5042 | Finished Good | Metering Current Transformers | ENCAPSULATED CT ( ROUND ID-57mm) | TAPE WOUND TERMINAL TYPE (Window 57) | 144 | MTT 505 -10B-57 (500/5A- Ring Type Metering ENCP MTR4 SCND 5A- CLS 1- BRDN 10VA) | 5042 | 3002578 | 85381090
5041 | Finished Good | Metering Current Transformers | ENCAPSULATED CT ( ROUND ID-80mm) | TAPE WOUND TERMINAL TYPE (Window 80) | 145 | MTT 505 -10A-80 (500/5A- Ring Type Metering ENCP MTR5 SCND 5A- CLS 3- BRDN 10VA) | 5041 | 3002504 | 85381090
5040 | Finished Good | Metering Current Transformers | ENCAPSULATED CT ( ROUND ID-57mm) | TAPE WOUND TERMINAL TYPE (Window 57) | 144 | MTT 505 -10A-57 (500/5A- Ring Type Metering ENCP MTR4 SCND 5A- CLS 3- BRDN 10VA) | 5040 | 3002594 | 85381090
5039 | Finished Good | Metering Current Transformers | ENCAPSULATED CT ( ROUND ID-80mm) | TAPE WOUND TERMINAL TYPE (Window 80) | 145 | MTT 501 -5C-80 (500/1A- Ring Type Metering ENCP MTR5 SCND 1A- CLS 0.5- BRDN 5VA) | 5039 | 3002512 | 85381090
5038 | Finished Good | Metering Current Transformers | ENCAPSULATED CT ( ROUND ID-57mm) | TAPE WOUND TERMINAL TYPE (Window 57) | 144 | MTT 501 -5C-57 (500/1A- Ring Type Metering ENCP MTR4 SCND 1A- CLS 0.5- BRDN 5VA) | 5038 | 3002602 | 85381090
5037 | Finished Good | Metering Current Transformers | ENCAPSULATED CT ( ROUND ID-80mm) | TAPE WOUND TERMINAL TYPE (Window 80) | 145 | MTT 501 -5B-80 (500/1A- Ring Type Metering ENCP MTR5 SCND 1A- CLS 1- BRDN 5VA) | 5037 | 3002526 | 85381090
5036 | Finished Good | Metering Current Transformers | ENCAPSULATED CT ( ROUND ID-57mm) | TAPE WOUND TERMINAL TYPE (Window 57) | 144 | MTT 501 -5B-57 (500/1A- Ring Type Metering ENCP MTR4 SCND 1A- CLS 1- BRDN 5VA) | 5036 | 3002618 | 85381090
5035 | Finished Good | Metering Current Transformers | ENCAPSULATED CT ( ROUND ID-80mm) | TAPE WOUND TERMINAL TYPE (Window 80) | 145 | MTT 501 -5A-80 (500/1A- Ring Type Metering ENCP MTR5 SCND 1A- CLS 3- BRDN 5VA) | 5035 | 3002536 | 85381090
5034 | Finished Good | Metering Current Transformers | ENCAPSULATED CT ( ROUND ID-57mm) | TAPE WOUND TERMINAL TYPE (Window 57) | 144 | MTT 501 -5A-57 (500/1A- Ring Type Metering ENCP MTR4 SCND 1A- CLS 3- BRDN 5VA) | 5034 | 3002634 | 85381090
5033 | Finished Good | Metering Current Transformers | ENCAPSULATED CT ( ROUND ID-57mm) | TAPE WOUND TERMINAL TYPE (Window 57) | 144 | MTT 501 -15A-57 (500/1A- Ring Type Metering ENCP MTR4 SCND 1A- CLS 3- BRDN 15VA) | 5033 | 3002554 | 85381090
5032 | Finished Good | Metering Current Transformers | ENCAPSULATED CT ( ROUND ID-57mm) | TAPE WOUND TERMINAL TYPE (Window 57) | 144 | MTT 501 -10C-57 (500/1A- Ring Type Metering ENCP MTR4 SCND 1A- CLS 0.5- BRDN 10VA) | 5032 | 3002542 | 85381090
5031 | Finished Good | Metering Current Transformers | ENCAPSULATED CT ( ROUND ID-80mm) | TAPE WOUND TERMINAL TYPE (Window 80) | 145 | MTT 501 -10B-80 (500/1A- Ring Type Metering ENCP MTR5 SCND 1A- CLS 1- BRDN 10VA) | 5031 | 3002480 | 85381090
5030 | Finished Good | Metering Current Transformers | ENCAPSULATED CT ( ROUND ID-57mm) | TAPE WOUND TERMINAL TYPE (Window 57) | 144 | MTT 501 -10B-57 (500/1A- Ring Type Metering ENCP MTR4 SCND 1A- CLS 1- BRDN 10VA) | 5030 | 3002570 | 85381090
5029 | Finished Good | Metering Current Transformers | ENCAPSULATED CT ( ROUND ID-80mm) | TAPE WOUND TERMINAL TYPE (Window 80) | 145 | MTT 501 -10A-80 (500/1A- Ring Type Metering ENCP MTR5 SCND 1A- CLS 3- BRDN 10VA) | 5029 | 3002496 | 85381090
5028 | Finished Good | Metering Current Transformers | ENCAPSULATED CT ( ROUND ID-57mm) | TAPE WOUND TERMINAL TYPE (Window 57) | 144 | MTT 501 -10A-57 (500/1A- Ring Type Metering ENCP MTR4 SCND 1A- CLS 3- BRDN 10VA) | 5028 | 3002586 | 85381090
5027 | Out Sourced / Processed Material | THERMOSET MATERIAL | Consumable | CT CASE | 113 | MTT 5(Window 80) Red (encp RESIN CAST TW TERMINAL - MTR 5(ID 80)) | 5027 | 2001076 | 85381090
5026 | Out Sourced / Processed Material | THERMOSET MATERIAL | Consumable | CT CASE | 113 | MTT 5(Window 80) Grey (encp TW TERMINAL - MTR 5(ID 80)) | 5026 | 2001088 | 85381090
5025 | Finished Good | Metering Current Transformers | ENCAPSULATED CT ( ROUND ID-30mm) | TAPE WOUND TERMINAL TYPE (Window 30) | 142 | MTT 45 -5C-30-(2T) (40/5A- Ring Type Metering ENCP MTR2 SCND 5 A- CLS 0.5- BRDN 5VA) | 5025 | 3002823 | 85381090
5024 | Finished Good | Metering Current Transformers | ENCAPSULATED CT ( ROUND ID-30mm) | TAPE WOUND TERMINAL TYPE (Window 30) | 142 | MTT 45 -5B-30-(2T) (40/5A- Ring Type Metering ENCP MTR2 SCND 5 A- CLS 1- BRDN 5VA) | 5024 | 3002867 | 85381090
5023 | Finished Good | Metering Current Transformers | ENCAPSULATED CT ( ROUND ID-20mm) | TAPE WOUND TERMINAL TYPE (Window 20) | 141 | MTT 45 -5B-20-2T (40/5A- Ring Type Metering ENCP MTR1 SCND 5 A- CLS 1- BRDN 5VA) | 5023 | 3003065 | 85381090
5022 | Finished Good | Metering Current Transformers | ENCAPSULATED CT ( ROUND ID-30mm) | TAPE WOUND TERMINAL TYPE (Window 30) | 142 | MTT 45 -5A-30-(2T) (40/5A- Ring Type Metering ENCP MTR2 SCND 5 A- CLS 3- BRDN 5VA) | 5022 | 3002911 | 85381090
5021 | Finished Good | Metering Current Transformers | ENCAPSULATED CT ( ROUND ID-20mm) | TAPE WOUND TERMINAL TYPE (Window 20) | 141 | MTT 45 -5A-20-2T (40/5A- Ring Type Metering ENCP MTR1 SCND 5 A- CLS 3- BRDN 5VA) | 5021 | 3003101 | 85381090
5020 | Finished Good | Metering Current Transformers | ENCAPSULATED CT ( ROUND ID-30mm) | TAPE WOUND TERMINAL TYPE (Window 30) | 142 | MTT 45 -2.5C-30-(2T) (40/5A- Ring Type Metering ENCP MTR2 SCND 5 A- CLS 0.5- BRDN 2.5VA) | 5020 | 3002955 | 85381090
5019 | Finished Good | Metering Current Transformers | ENCAPSULATED CT ( ROUND ID-20mm) | TAPE WOUND TERMINAL TYPE (Window 20) | 141 | MTT 45 -2.5C-20-2T (40/5A- Ring Type Metering ENCP MTR1 SCND 5 A- CLS 0.5- BRDN 2.5VA) | 5019 | 3003137 | 85381090
5018 | Finished Good | Metering Current Transformers | ENCAPSULATED CT ( ROUND ID-30mm) | TAPE WOUND TERMINAL TYPE (Window 30) | 142 | MTT 45 -2.5B-30-(2T) (40/5A- Ring Type Metering ENCP MTR2 SCND 5 A- CLS 1- BRDN 2.5VA) | 5018 | 3002993 | 85381090
5017 | Finished Good | Metering Current Transformers | ENCAPSULATED CT ( ROUND ID-20mm) | TAPE WOUND TERMINAL TYPE (Window 20) | 141 | MTT 45 -2.5B-20-2T (40/5A- Ring Type Metering ENCP MTR1 SCND 5 A- CLS 1- BRDN 2.5VA) | 5017 | 3003173 | 85381090
5016 | Finished Good | Metering Current Transformers | ENCAPSULATED CT ( ROUND ID-30mm) | TAPE WOUND TERMINAL TYPE (Window 30) | 142 | MTT 45 -2.5A-30-(2T) (40/5A- Ring Type Metering ENCP MTR2 SCND 5 A- CLS 3- BRDN 2.5VA) | 5016 | 3003029 | 85381090
5015 | Finished Good | Metering Current Transformers | ENCAPSULATED CT ( ROUND ID-20mm) | TAPE WOUND TERMINAL TYPE (Window 20) | 141 | MTT 45 -2.5A-20-2T (40/5A- Ring Type Metering ENCP MTR1 SCND 5 A- CLS 3- BRDN 2.5VA) | 5015 | 3003209 | 85381090
5014 | Finished Good | Metering Current Transformers | ENCAPSULATED CT ( ROUND ID-30mm) | TAPE WOUND TERMINAL TYPE (Window 30) | 142 | MTT 41 -5C-30-(2T) (40/1A- Ring Type Metering ENCP MTR2 SCND 1 A- CLS 0.5- BRDN 5VA) | 5014 | 3002801 | 85381090
5013 | Finished Good | Metering Current Transformers | ENCAPSULATED CT ( ROUND ID-30mm) | TAPE WOUND TERMINAL TYPE (Window 30) | 142 | MTT 41 -5B-30-(2T) (40/1A- Ring Type Metering ENCP MTR2 SCND 1 A- CLS 1- BRDN 5VA) | 5013 | 3002845 | 85381090
5012 | Finished Good | Metering Current Transformers | ENCAPSULATED CT ( ROUND ID-20mm) | TAPE WOUND TERMINAL TYPE (Window 20) | 141 | MTT 41 -5B-20-2T (40/1A- Ring Type Metering ENCP MTR1 SCND 1 A- CLS 1- BRDN 5VA) | 5012 | 3003047 | 85381090
5011 | Finished Good | Metering Current Transformers | ENCAPSULATED CT ( ROUND ID-30mm) | TAPE WOUND TERMINAL TYPE (Window 30) | 142 | MTT 41 -5A-30-(2T) (40/1A- Ring Type Metering ENCP MTR2 SCND 1 A- CLS 3- BRDN 5VA) | 5011 | 3002889 | 85381090
5010 | Finished Good | Metering Current Transformers | ENCAPSULATED CT ( ROUND ID-20mm) | TAPE WOUND TERMINAL TYPE (Window 20) | 141 | MTT 41 -5A-20-2T (40/1A- Ring Type Metering ENCP MTR1 SCND 1 A- CLS 3- BRDN 5VA) | 5010 | 3003083 | 85381090
5009 | Finished Good | Metering Current Transformers | ENCAPSULATED CT ( ROUND ID-30mm) | TAPE WOUND TERMINAL TYPE (Window 30) | 142 | MTT 41 -2.5C-30-(2T) (40/1A- Ring Type Metering ENCP MTR2 SCND 1 A- CLS 0.5- BRDN 2.5VA) | 5009 | 3002933 | 85381090
5008 | Finished Good | Metering Current Transformers | ENCAPSULATED CT ( ROUND ID-20mm) | TAPE WOUND TERMINAL TYPE (Window 20) | 141 | MTT 41 -2.5C-20-2T (40/1A- Ring Type Metering ENCP MTR1 SCND 1 A- CLS 0.5- BRDN 2.5VA) | 5008 | 3003119 | 85381090
5007 | Finished Good | Metering Current Transformers | ENCAPSULATED CT ( ROUND ID-30mm) | TAPE WOUND TERMINAL TYPE (Window 30) | 142 | MTT 41 -2.5B-30-(2T) (40/1A- Ring Type Metering ENCP MTR2 SCND 1 A- CLS 1- BRDN 2.5VA) | 5007 | 3002975 | 85381090
5006 | Finished Good | Metering Current Transformers | ENCAPSULATED CT ( ROUND ID-20mm) | TAPE WOUND TERMINAL TYPE (Window 20) | 141 | MTT 41 -2.5B-20-2T (40/1A- Ring Type Metering ENCP MTR1 SCND 1 A- CLS 1- BRDN 2.5VA) | 5006 | 3003155 | 85381090
5005 | Finished Good | Metering Current Transformers | ENCAPSULATED CT ( ROUND ID-30mm) | TAPE WOUND TERMINAL TYPE (Window 30) | 142 | MTT 41 -2.5A-30-(2T) (40/1A- Ring Type Metering ENCP MTR2 SCND 1 A- CLS 3- BRDN 2.5VA) | 5005 | 3003011 | 85381090
5004 | Finished Good | Metering Current Transformers | ENCAPSULATED CT ( ROUND ID-20mm) | TAPE WOUND TERMINAL TYPE (Window 20) | 141 | MTT 41 -2.5A-20-2T (40/1A- Ring Type Metering ENCP MTR1 SCND 1 A- CLS 3- BRDN 2.5VA) | 5004 | 3003191 | 85381090
5003 | Finished Good | Metering Current Transformers | ENCAPSULATED CT ( ROUND ID-57mm) | TAPE WOUND TERMINAL TYPE (Window 57) | 144 | MTT 405 -5C-57 (400/5A- Ring Type Metering ENCP MTR4 SCND 5A- CLS 0.5- BRDN 5VA) | 5003 | 3002611 | 85381090
5002 | Finished Good | Metering Current Transformers | ENCAPSULATED CT ( ROUND ID-42mm) | TAPE WOUND TERMINAL TYPE (Window 42) | 143 | MTT 405 -5C-42 (400/5A- Ring Type Metering ENCP MTR3 SCND 5 A- CLS 0.5- BRDN 5VA) | 5002 | 3002717 | 85381090
5001 | Finished Good | Metering Current Transformers | ENCAPSULATED CT ( ROUND ID-57mm) | TAPE WOUND TERMINAL TYPE (Window 57) | 144 | MTT 405 -5B-57 (400/5A- Ring Type Metering ENCP MTR4 SCND 5A- CLS 1- BRDN 5VA) | 5001 | 3002627 | 85381090
5000 | Finished Good | Metering Current Transformers | ENCAPSULATED CT ( ROUND ID-42mm) | TAPE WOUND TERMINAL TYPE (Window 42) | 143 | MTT 405 -5B-42 (400/5A- Ring Type Metering ENCP MTR3 SCND 5 A- CLS 1- BRDN 5VA) | 5000 | 3002733 | 85381090
4999 | Finished Good | Metering Current Transformers | ENCAPSULATED CT ( ROUND ID-57mm) | TAPE WOUND TERMINAL TYPE (Window 57) | 144 | MTT 405 -5A-57 (400/5A- Ring Type Metering ENCP MTR4 SCND 5A- CLS 3- BRDN 5VA) | 4999 | 3002643 | 85381090
4998 | Finished Good | Metering Current Transformers | ENCAPSULATED CT ( ROUND ID-42mm) | TAPE WOUND TERMINAL TYPE (Window 42) | 143 | MTT 405 -5A-42 (400/5A- Ring Type Metering ENCP MTR3 SCND 5 A- CLS 3- BRDN 5VA) | 4998 | 3002749 | 85381090
4997 | Finished Good | Metering Current Transformers | ENCAPSULATED CT ( ROUND ID-42mm) | TAPE WOUND TERMINAL TYPE (Window 42) | 143 | MTT 405 -15C-42 (400/5A- Ring Type Metering ENCP MTR3 SCND 5A- CLS 0.5- BRDN 15VA) | 4997 | 3002653 | 85381090
4996 | Finished Good | Metering Current Transformers | ENCAPSULATED CT ( ROUND ID-57mm) | TAPE WOUND TERMINAL TYPE (Window 57) | 144 | MTT 405 -15A-57 (400/5A- Ring Type Metering ENCP MTR4 SCND 5A- CLS 3- BRDN 15VA) | 4996 | 3002563 | 85381090
4995 | Finished Good | Metering Current Transformers | ENCAPSULATED CT ( ROUND ID-42mm) | TAPE WOUND TERMINAL TYPE (Window 42) | 143 | MTT 405 -15A-42 (400/5A- Ring Type Metering ENCP MTR3 SCND 5 A- CLS 3- BRDN 15VA) | 4995 | 3002669 | 85381090
4994 | Finished Good | Metering Current Transformers | ENCAPSULATED CT ( ROUND ID-57mm) | TAPE WOUND TERMINAL TYPE (Window 57) | 144 | MTT 405 -10C-57 (400/5A- Ring Type Metering ENCP MTR4 SCND 5A- CLS 0.5- BRDN 10VA) | 4994 | 3002549 | 85381090
4993 | Finished Good | Metering Current Transformers | ENCAPSULATED CT ( ROUND ID-42mm) | TAPE WOUND TERMINAL TYPE (Window 42) | 143 | MTT 405 -10C-42 (400/5A- Ring Type Metering ENCP MTR3 SCND 5A- CLS 0.5- BRDN 10VA) | 4993 | 3002659 | 85381090
4992 | Finished Good | Metering Current Transformers | ENCAPSULATED CT ( ROUND ID-57mm) | TAPE WOUND TERMINAL TYPE (Window 57) | 144 | MTT 405 -10B-57 (400/5A- Ring Type Metering ENCP MTR4 SCND 5A- CLS 1- BRDN 10VA) | 4992 | 3002579 | 85381090
4991 | Finished Good | Metering Current Transformers | ENCAPSULATED CT ( ROUND ID-42mm) | TAPE WOUND TERMINAL TYPE (Window 42) | 143 | MTT 405 -10B-42 (400/5A- Ring Type Metering ENCP MTR3 SCND 5 A- CLS 1- BRDN 10VA) | 4991 | 3002685 | 85381090
4990 | Finished Good | Metering Current Transformers | ENCAPSULATED CT ( ROUND ID-57mm) | TAPE WOUND TERMINAL TYPE (Window 57) | 144 | MTT 405 -10A-57 (400/5A- Ring Type Metering ENCP MTR4 SCND 5A- CLS 3- BRDN 10VA) | 4990 | 3002595 | 85381090
4989 | Finished Good | Metering Current Transformers | ENCAPSULATED CT ( ROUND ID-42mm) | TAPE WOUND TERMINAL TYPE (Window 42) | 143 | MTT 405 -10A-42 (400/5A- Ring Type Metering ENCP MTR3 SCND 5 A- CLS 3- BRDN 10VA) | 4989 | 3002701 | 85381090
4988 | Finished Good | Metering Current Transformers | ENCAPSULATED CT ( ROUND ID-57mm) | TAPE WOUND TERMINAL TYPE (Window 57) | 144 | MTT 401 -5C-57 (400/1A- Ring Type Metering ENCP MTR4 SCND 1A- CLS 0.5- BRDN 5VA) | 4988 | 3002603 | 85381090
4987 | Finished Good | Metering Current Transformers | ENCAPSULATED CT ( ROUND ID-42mm) | TAPE WOUND TERMINAL TYPE (Window 42) | 143 | MTT 401 -5C-42 (400/1A- Ring Type Metering ENCP MTR3 SCND 1A- CLS 0.5- BRDN 5VA) | 4987 | 3002709 | 85381090
4986 | Finished Good | Metering Current Transformers | ENCAPSULATED CT ( ROUND ID-57mm) | TAPE WOUND TERMINAL TYPE (Window 57) | 144 | MTT 401 -5B-57 (400/1A- Ring Type Metering ENCP MTR4 SCND 1A- CLS 1- BRDN 5VA) | 4986 | 3002619 | 85381090
4985 | Finished Good | Metering Current Transformers | ENCAPSULATED CT ( ROUND ID-42mm) | TAPE WOUND TERMINAL TYPE (Window 42) | 143 | MTT 401 -5B-42 (400/1A- Ring Type Metering ENCP MTR3 SCND 1A- CLS 1- BRDN 5VA) | 4985 | 3002725 | 85381090
4984 | Finished Good | Metering Current Transformers | ENCAPSULATED CT ( ROUND ID-57mm) | TAPE WOUND TERMINAL TYPE (Window 57) | 144 | MTT 401 -5A-57 (400/1A- Ring Type Metering ENCP MTR4 SCND 1A- CLS 3- BRDN 5VA) | 4984 | 3002635 | 85381090
4983 | Finished Good | Metering Current Transformers | ENCAPSULATED CT ( ROUND ID-42mm) | TAPE WOUND TERMINAL TYPE (Window 42) | 143 | MTT 401 -5A-42 (400/1A- Ring Type Metering ENCP MTR3 SCND 1A- CLS 3- BRDN 5VA) | 4983 | 3002741 | 85381090
4982 | Finished Good | Metering Current Transformers | ENCAPSULATED CT ( ROUND ID-42mm) | TAPE WOUND TERMINAL TYPE (Window 42) | 143 | MTT 401 -15B-42 (400/1A- Ring Type Metering ENCP MTR3 SCND 1A- CLS 0.5- BRDN 15VA) | 4982 | 3002655 | 85381090
4981 | Finished Good | Metering Current Transformers | ENCAPSULATED CT ( ROUND ID-57mm) | TAPE WOUND TERMINAL TYPE (Window 57) | 144 | MTT 401 -15A-57 (400/1A- Ring Type Metering ENCP MTR4 SCND 1A- CLS 3- BRDN 15VA) | 4981 | 3002555 | 85381090
4980 | Finished Good | Metering Current Transformers | ENCAPSULATED CT ( ROUND ID-42mm) | TAPE WOUND TERMINAL TYPE (Window 42) | 143 | MTT 401 -15A-42 (400/1A- Ring Type Metering ENCP MTR3 SCND 1A- CLS 3- BRDN 15VA) | 4980 | 3002661 | 85381090
4979 | Finished Good | Metering Current Transformers | ENCAPSULATED CT ( ROUND ID-57mm) | TAPE WOUND TERMINAL TYPE (Window 57) | 144 | MTT 401 -10C-57 (400/1A- Ring Type Metering ENCP MTR4 SCND 1A- CLS 0.5- BRDN 10VA) | 4979 | 3002543 | 85381090
4978 | Finished Good | Metering Current Transformers | ENCAPSULATED CT ( ROUND ID-42mm) | TAPE WOUND TERMINAL TYPE (Window 42) | 143 | MTT 401 -10C-42 (400/1A- Ring Type Metering ENCP MTR3 SCND 1A- CLS 0.5- BRDN 10VA) | 4978 | 3002657 | 85381090
4977 | Finished Good | Metering Current Transformers | ENCAPSULATED CT ( ROUND ID-57mm) | TAPE WOUND TERMINAL TYPE (Window 57) | 144 | MTT 401 -10B-57 (400/1A- Ring Type Metering ENCP MTR4 SCND 1A- CLS 1- BRDN 10VA) | 4977 | 3002571 | 85381090
4976 | Finished Good | Metering Current Transformers | ENCAPSULATED CT ( ROUND ID-42mm) | TAPE WOUND TERMINAL TYPE (Window 42) | 143 | MTT 401 -10B-42 (400/1A- Ring Type Metering ENCP MTR3 SCND 1A- CLS 1- BRDN 10VA) | 4976 | 3002677 | 85381090
4975 | Finished Good | Metering Current Transformers | ENCAPSULATED CT ( ROUND ID-57mm) | TAPE WOUND TERMINAL TYPE (Window 57) | 144 | MTT 401 -10A-57 (400/1A- Ring Type Metering ENCP MTR4 SCND 1A- CLS 3- BRDN 10VA) | 4975 | 3002587 | 85381090
4974 | Finished Good | Metering Current Transformers | ENCAPSULATED CT ( ROUND ID-42mm) | TAPE WOUND TERMINAL TYPE (Window 42) | 143 | MTT 401 -10A-42 (400/1A- Ring Type Metering ENCP MTR3 SCND 1A- CLS 3- BRDN 10VA) | 4974 | 3002693 | 85381090
4973 | Out Sourced / Processed Material | THERMOSET MATERIAL | Consumable | CT CASE | 113 | MTT 4(Window 57) Red (encp RESIN CAST TW TERMINAL - MTR 4(ID 57)) | 4973 | 2001077 | 85381090
4972 | Out Sourced / Processed Material | THERMOSET MATERIAL | Consumable | CT CASE | 113 | MTT 4(Window 57) Grey (encp TW TERMINAL - MTR 4(ID 57)) | 4972 | 2001089 | 85381090
4971 | Finished Good | Metering Current Transformers | ENCAPSULATED CT ( ROUND ID-30mm) | TAPE WOUND TERMINAL TYPE (Window 30) | 142 | MTT 35-5C-30-(4T) (30/5A- Ring Type Metering ENCP MTR2 SCND 5 A- CLS 0.5- BRDN 5VA) | 4971 | 3002824 | 85381090
4970 | Finished Good | Metering Current Transformers | ENCAPSULATED CT ( ROUND ID-30mm) | TAPE WOUND TERMINAL TYPE (Window 30) | 142 | MTT 35-5B-30-(4T) (30/5A- Ring Type Metering ENCP MTR2 SCND 5 A- CLS 1- BRDN 5VA) | 4970 | 3002868 | 85381090
4969 | Finished Good | Metering Current Transformers | ENCAPSULATED CT ( ROUND ID-20mm) | TAPE WOUND TERMINAL TYPE (Window 20) | 141 | MTT 35-5B-20-(4T) (30/5A- Ring Type Metering ENCP MTR1 SCND 5 A- CLS 1- BRDN 5VA) | 4969 | 3003066 | 85381090
4968 | Finished Good | Metering Current Transformers | ENCAPSULATED CT ( ROUND ID-30mm) | TAPE WOUND TERMINAL TYPE (Window 30) | 142 | MTT 35-5A-30-(4T) (30/5A- Ring Type Metering ENCP MTR2 SCND 5 A- CLS 3- BRDN 5VA) | 4968 | 3002912 | 85381090
4967 | Finished Good | Metering Current Transformers | ENCAPSULATED CT ( ROUND ID-20mm) | TAPE WOUND TERMINAL TYPE (Window 20) | 141 | MTT 35-5A-20-(4T) (30/5A- Ring Type Metering ENCP MTR1 SCND 5 A- CLS 3- BRDN 5VA) | 4967 | 3003102 | 85381090
4966 | Finished Good | Metering Current Transformers | ENCAPSULATED CT ( ROUND ID-30mm) | TAPE WOUND TERMINAL TYPE (Window 30) | 142 | MTT 35-2.5C-30-(4T) (30/5A- Ring Type Metering ENCP MTR2 SCND 5 A- CLS 0.5- BRDN 2.5VA) | 4966 | 3002956 | 85381090
4965 | Finished Good | Metering Current Transformers | ENCAPSULATED CT ( ROUND ID-20mm) | TAPE WOUND TERMINAL TYPE (Window 20) | 141 | MTT 35-2.5C-20-(4T) (30/5A- Ring Type Metering ENCP MTR1 SCND 5 A- CLS 0.5- BRDN 2.5VA) | 4965 | 3003138 | 85381090
4964 | Finished Good | Metering Current Transformers | ENCAPSULATED CT ( ROUND ID-30mm) | TAPE WOUND TERMINAL TYPE (Window 30) | 142 | MTT 35-2.5B-30-(4T) (30/5A- Ring Type Metering ENCP MTR2 SCND 5 A- CLS 1- BRDN 2.5VA) | 4964 | 3002994 | 85381090
4963 | Finished Good | Metering Current Transformers | ENCAPSULATED CT ( ROUND ID-20mm) | TAPE WOUND TERMINAL TYPE (Window 20) | 141 | MTT 35-2.5B-20-(4T) (30/5A- Ring Type Metering ENCP MTR1 SCND 5 A- CLS 1- BRDN 2.5VA) | 4963 | 3003174 | 85381090
4962 | Finished Good | Metering Current Transformers | ENCAPSULATED CT ( ROUND ID-30mm) | TAPE WOUND TERMINAL TYPE (Window 30) | 142 | MTT 35-2.5A-30-(4T) (30/5A- Ring Type Metering ENCP MTR2 SCND 5 A- CLS 3- BRDN 2.5VA) | 4962 | 3003030 | 85381090
4961 | Finished Good | Metering Current Transformers | ENCAPSULATED CT ( ROUND ID-20mm) | TAPE WOUND TERMINAL TYPE (Window 20) | 141 | MTT 35-2.5A-20-(4T) (30/5A- Ring Type Metering ENCP MTR1 SCND 5 A- CLS 3- BRDN 2.5VA) | 4961 | 3003210 | 85381090
4960 | Finished Good | Metering Current Transformers | ENCAPSULATED CT ( ROUND ID-30mm) | TAPE WOUND TERMINAL TYPE (Window 30) | 142 | MTT 31-5C-30-(4T) (30/1A- Ring Type Metering ENCP MTR2 SCND 1 A- CLS 0.5- BRDN 5VA) | 4960 | 3002802 | 85381090
4959 | Finished Good | Metering Current Transformers | ENCAPSULATED CT ( ROUND ID-30mm) | TAPE WOUND TERMINAL TYPE (Window 30) | 142 | MTT 31-5B-30-(4T) (30/1A- Ring Type Metering ENCP MTR2 SCND 1 A- CLS 1- BRDN 5VA) | 4959 | 3002846 | 85381090
4958 | Finished Good | Metering Current Transformers | ENCAPSULATED CT ( ROUND ID-20mm) | TAPE WOUND TERMINAL TYPE (Window 20) | 141 | MTT 31-5B-20-(4T) (30/1A- Ring Type Metering ENCP MTR1 SCND 1 A- CLS 1- BRDN 5VA) | 4958 | 3003048 | 85381090
4957 | Finished Good | Metering Current Transformers | ENCAPSULATED CT ( ROUND ID-30mm) | TAPE WOUND TERMINAL TYPE (Window 30) | 142 | MTT 31-5A-30-(4T) (30/1A- Ring Type Metering ENCP MTR2 SCND 1 A- CLS 3- BRDN 5VA) | 4957 | 3002890 | 85381090
4956 | Finished Good | Metering Current Transformers | ENCAPSULATED CT ( ROUND ID-20mm) | TAPE WOUND TERMINAL TYPE (Window 20) | 141 | MTT 31-5A-20-(4T) (30/1A- Ring Type Metering ENCP MTR1 SCND 1 A- CLS 3- BRDN 5VA) | 4956 | 3003084 | 85381090
4955 | Finished Good | Metering Current Transformers | ENCAPSULATED CT ( ROUND ID-30mm) | TAPE WOUND TERMINAL TYPE (Window 30) | 142 | MTT 31-2.5C-30-(4T) (30/1A- Ring Type Metering ENCP MTR2 SCND 1 A- CLS 0.5- BRDN 2.5VA) | 4955 | 3002934 | 85381090
4954 | Finished Good | Metering Current Transformers | ENCAPSULATED CT ( ROUND ID-20mm) | TAPE WOUND TERMINAL TYPE (Window 20) | 141 | MTT 31-2.5C-20-(4T) (30/1A- Ring Type Metering ENCP MTR1 SCND 1 A- CLS 0.5- BRDN 2.5VA) | 4954 | 3003120 | 85381090
4953 | Finished Good | Metering Current Transformers | ENCAPSULATED CT ( ROUND ID-30mm) | TAPE WOUND TERMINAL TYPE (Window 30) | 142 | MTT 31-2.5B-30-(4T) (30/1A- Ring Type Metering ENCP MTR2 SCND 1 A- CLS 1- BRDN 2.5VA) | 4953 | 3002976 | 85381090
4952 | Finished Good | Metering Current Transformers | ENCAPSULATED CT ( ROUND ID-20mm) | TAPE WOUND TERMINAL TYPE (Window 20) | 141 | MTT 31-2.5B-20-(4T) (30/1A- Ring Type Metering ENCP MTR1 SCND 1 A- CLS 1- BRDN 2.5VA) | 4952 | 3003156 | 85381090
4951 | Finished Good | Metering Current Transformers | ENCAPSULATED CT ( ROUND ID-30mm) | TAPE WOUND TERMINAL TYPE (Window 30) | 142 | MTT 31-2.5A-30-(4T) (30/1A- Ring Type Metering ENCP MTR2 SCND 1 A- CLS 3- BRDN 2.5VA) | 4951 | 3003012 | 85381090
4950 | Finished Good | Metering Current Transformers | ENCAPSULATED CT ( ROUND ID-20mm) | TAPE WOUND TERMINAL TYPE (Window 20) | 141 | MTT 31-2.5A-20-(4T) (30/1A- Ring Type Metering ENCP MTR1 SCND 1 A- CLS 3- BRDN 2.5VA) | 4950 | 3003192 | 85381090
4949 | Finished Good | Metering Current Transformers | ENCAPSULATED CT ( ROUND ID-30mm) | TAPE WOUND TERMINAL TYPE (Window 30) | 142 | MTT 30-5C-30-(4T) (25/5A- Ring Type Metering ENCP MTR2 SCND 5 A- CLS 0.5- BRDN 5VA) | 4949 | 3002825 | 85381090
4948 | Finished Good | Metering Current Transformers | ENCAPSULATED CT ( ROUND ID-30mm) | TAPE WOUND TERMINAL TYPE (Window 30) | 142 | MTT 30-5B-30-(4T) (25/5A- Ring Type Metering ENCP MTR2 SCND 5 A- CLS 1- BRDN 5VA) | 4948 | 3002869 | 85381090
4947 | Finished Good | Metering Current Transformers | ENCAPSULATED CT ( ROUND ID-20mm) | TAPE WOUND TERMINAL TYPE (Window 20) | 141 | MTT 30-5B-20-(4T) (25/5A- Ring Type Metering ENCP MTR1 SCND 5 A- CLS 1- BRDN 5VA) | 4947 | 3003067 | 85381090
4946 | Finished Good | Metering Current Transformers | ENCAPSULATED CT ( ROUND ID-30mm) | TAPE WOUND TERMINAL TYPE (Window 30) | 142 | MTT 30-5A-30-(4T) (25/5A- Ring Type Metering ENCP MTR2 SCND 5 A- CLS 3- BRDN 5VA) | 4946 | 3002913 | 85381090
4945 | Finished Good | Metering Current Transformers | ENCAPSULATED CT ( ROUND ID-20mm) | TAPE WOUND TERMINAL TYPE (Window 20) | 141 | MTT 30-5A-20-(4T) (25/5A- Ring Type Metering ENCP MTR1 SCND 5 A- CLS 3- BRDN 5VA) | 4945 | 3003103 | 85381090
4944 | Finished Good | Metering Current Transformers | ENCAPSULATED CT ( ROUND ID-57mm) | TAPE WOUND TERMINAL TYPE (Window 57) | 144 | MTT 305 -5C-57 (300/5A- Ring Type Metering ENCP MTR4 SCND 5A- CLS 0.5- BRDN 5VA) | 4944 | 3002612 | 85381090
4943 | Finished Good | Metering Current Transformers | ENCAPSULATED CT ( ROUND ID-42mm) | TAPE WOUND TERMINAL TYPE (Window 42) | 143 | MTT 305 -5C-42 (300/5A- Ring Type Metering ENCP MTR3 SCND 5 A- CLS 0.5- BRDN 5VA) | 4943 | 3002718 | 85381090
4942 | Finished Good | Metering Current Transformers | ENCAPSULATED CT ( ROUND ID-57mm) | TAPE WOUND TERMINAL TYPE (Window 57) | 144 | MTT 305 -5B-57 (300/5A- Ring Type Metering ENCP MTR4 SCND 5A- CLS 1- BRDN 5VA) | 4942 | 3002628 | 85381090
4941 | Finished Good | Metering Current Transformers | ENCAPSULATED CT ( ROUND ID-42mm) | TAPE WOUND TERMINAL TYPE (Window 42) | 143 | MTT 305 -5B-42 (300/5A- Ring Type Metering ENCP MTR3 SCND 5 A- CLS 1- BRDN 5VA) | 4941 | 3002734 | 85381090
4940 | Finished Good | Metering Current Transformers | ENCAPSULATED CT ( ROUND ID-57mm) | TAPE WOUND TERMINAL TYPE (Window 57) | 144 | MTT 305 -5A-57 (300/5A- Ring Type Metering ENCP MTR4 SCND 5A- CLS 3- BRDN 5VA) | 4940 | 3002644 | 85381090
4939 | Finished Good | Metering Current Transformers | ENCAPSULATED CT ( ROUND ID-42mm) | TAPE WOUND TERMINAL TYPE (Window 42) | 143 | MTT 305 -5A-42 (300/5A- Ring Type Metering ENCP MTR3 SCND 5 A- CLS 3- BRDN 5VA) | 4939 | 3002750 | 85381090
4938 | Finished Good | Metering Current Transformers | ENCAPSULATED CT ( ROUND ID-57mm) | TAPE WOUND TERMINAL TYPE (Window 57) | 144 | MTT 305 -2.5C-57 (300/5A- Ring Type Metering ENCP MTR4 SCND 5A- CLS 0.5- BRDN 2.5VA) | 4938 | 3002651 | 85381090
4937 | Finished Good | Metering Current Transformers | ENCAPSULATED CT ( ROUND ID-42mm) | TAPE WOUND TERMINAL TYPE (Window 42) | 143 | MTT 305 -2.5C-42 (300/5A- Ring Type Metering ENCP MTR3 SCND 5 A- CLS 0.5- BRDN 2.5VA) | 4937 | 3002763 | 85381090
4936 | Finished Good | Metering Current Transformers | ENCAPSULATED CT ( ROUND ID-57mm) | TAPE WOUND TERMINAL TYPE (Window 57) | 144 | MTT 305 -15A-57 (300/5A- Ring Type Metering ENCP MTR4 SCND 5A- CLS 3- BRDN 15VA) | 4936 | 3002564 | 85381090
4935 | Finished Good | Metering Current Transformers | ENCAPSULATED CT ( ROUND ID-42mm) | TAPE WOUND TERMINAL TYPE (Window 42) | 143 | MTT 305 -15A-42 (300/5A- Ring Type Metering ENCP MTR3 SCND 5 A- CLS 3- BRDN 15VA) | 4935 | 3002670 | 85381090
4934 | Finished Good | Metering Current Transformers | ENCAPSULATED CT ( ROUND ID-57mm) | TAPE WOUND TERMINAL TYPE (Window 57) | 144 | MTT 305 -10B-57 (300/5A- Ring Type Metering ENCP MTR4 SCND 5A- CLS 1- BRDN 10VA) | 4934 | 3002580 | 85381090
4933 | Finished Good | Metering Current Transformers | ENCAPSULATED CT ( ROUND ID-42mm) | TAPE WOUND TERMINAL TYPE (Window 42) | 143 | MTT 305 -10B-42 (300/5A- Ring Type Metering ENCP MTR3 SCND 5 A- CLS 1- BRDN 10VA) | 4933 | 3002686 | 85381090
4932 | Finished Good | Metering Current Transformers | ENCAPSULATED CT ( ROUND ID-57mm) | TAPE WOUND TERMINAL TYPE (Window 57) | 144 | MTT 305 -10A-57 (300/5A- Ring Type Metering ENCP MTR4 SCND 5A- CLS 3- BRDN 10VA) | 4932 | 3002596 | 85381090
4931 | Finished Good | Metering Current Transformers | ENCAPSULATED CT ( ROUND ID-42mm) | TAPE WOUND TERMINAL TYPE (Window 42) | 143 | MTT 305 -10A-42 (300/5A- Ring Type Metering ENCP MTR3 SCND 5 A- CLS 3- BRDN 10VA) | 4931 | 3002702 | 85381090
4930 | Finished Good | Metering Current Transformers | ENCAPSULATED CT ( ROUND ID-30mm) | TAPE WOUND TERMINAL TYPE (Window 30) | 142 | MTT 30-2.5C-30-(4T) (25/5A- Ring Type Metering ENCP MTR2 SCND 5 A- CLS 0.5- BRDN 2.5VA) | 4930 | 3002957 | 85381090
4929 | Finished Good | Metering Current Transformers | ENCAPSULATED CT ( ROUND ID-20mm) | TAPE WOUND TERMINAL TYPE (Window 20) | 141 | MTT 30-2.5C-20-(4T) (25/5A- Ring Type Metering ENCP MTR1 SCND 5 A- CLS 0.5- BRDN 2.5VA) | 4929 | 3003139 | 85381090
4928 | Finished Good | Metering Current Transformers | ENCAPSULATED CT ( ROUND ID-30mm) | TAPE WOUND TERMINAL TYPE (Window 30) | 142 | MTT 30-2.5B-30-(4T) (25/5A- Ring Type Metering ENCP MTR2 SCND 5 A- CLS 1- BRDN 2.5VA) | 4928 | 3002995 | 85381090
4927 | Finished Good | Metering Current Transformers | ENCAPSULATED CT ( ROUND ID-20mm) | TAPE WOUND TERMINAL TYPE (Window 20) | 141 | MTT 30-2.5B-20-(4T) (25/5A- Ring Type Metering ENCP MTR1 SCND 5 A- CLS 1- BRDN 2.5VA) | 4927 | 3003175 | 85381090
4926 | Finished Good | Metering Current Transformers | ENCAPSULATED CT ( ROUND ID-30mm) | TAPE WOUND TERMINAL TYPE (Window 30) | 142 | MTT 30-2.5A-30-(4T) (25/5A- Ring Type Metering ENCP MTR2 SCND 5 A- CLS 3- BRDN 2.5VA) | 4926 | 3003031 | 85381090
4925 | Finished Good | Metering Current Transformers | ENCAPSULATED CT ( ROUND ID-20mm) | TAPE WOUND TERMINAL TYPE (Window 20) | 141 | MTT 30-2.5A-20-(4T) (25/5A- Ring Type Metering ENCP MTR1 SCND 5 A- CLS 3- BRDN 2.5VA) | 4925 | 3003211 | 85381090
4924 | Finished Good | Metering Current Transformers | ENCAPSULATED CT ( ROUND ID-57mm) | TAPE WOUND TERMINAL TYPE (Window 57) | 144 | MTT 301 -5C-57 (300/1A- Ring Type Metering ENCP MTR4 SCND 1A- CLS 0.5- BRDN 5VA) | 4924 | 3002604 | 85381090
4923 | Finished Good | Metering Current Transformers | ENCAPSULATED CT ( ROUND ID-42mm) | TAPE WOUND TERMINAL TYPE (Window 42) | 143 | MTT 301 -5C-42 (300/1A- Ring Type Metering ENCP MTR3 SCND 1A- CLS 0.5- BRDN 5VA) | 4923 | 3002710 | 85381090
4922 | Finished Good | Metering Current Transformers | ENCAPSULATED CT ( ROUND ID-57mm) | TAPE WOUND TERMINAL TYPE (Window 57) | 144 | MTT 301 -5B-57 (300/1A- Ring Type Metering ENCP MTR4 SCND 1A- CLS 1- BRDN 5VA) | 4922 | 3002620 | 85381090
4921 | Finished Good | Metering Current Transformers | ENCAPSULATED CT ( ROUND ID-42mm) | TAPE WOUND TERMINAL TYPE (Window 42) | 143 | MTT 301 -5B-42 (300/1A- Ring Type Metering ENCP MTR3 SCND 1A- CLS 1- BRDN 5VA) | 4921 | 3002726 | 85381090
4920 | Finished Good | Metering Current Transformers | ENCAPSULATED CT ( ROUND ID-57mm) | TAPE WOUND TERMINAL TYPE (Window 57) | 144 | MTT 301 -5A-57 (300/1A- Ring Type Metering ENCP MTR4 SCND 1A- CLS 3- BRDN 5VA) | 4920 | 3002636 | 85381090
4919 | Finished Good | Metering Current Transformers | ENCAPSULATED CT ( ROUND ID-42mm) | TAPE WOUND TERMINAL TYPE (Window 42) | 143 | MTT 301 -5A-42 (300/1A- Ring Type Metering ENCP MTR3 SCND 1A- CLS 3- BRDN 5VA) | 4919 | 3002742 | 85381090
4918 | Finished Good | Metering Current Transformers | ENCAPSULATED CT ( ROUND ID-57mm) | TAPE WOUND TERMINAL TYPE (Window 57) | 144 | MTT 301 -2.5C-57 (300/1A- Ring Type Metering ENCP MTR4 SCND 1A- CLS 0.5- BRDN 2.5VA) | 4918 | 3002649 | 85381090
4917 | Finished Good | Metering Current Transformers | ENCAPSULATED CT ( ROUND ID-42mm) | TAPE WOUND TERMINAL TYPE (Window 42) | 143 | MTT 301 -2.5C-42 (300/1A- Ring Type Metering ENCP MTR3 SCND 1 A- CLS 0.5- BRDN 2.5VA) | 4917 | 3002757 | 85381090
4916 | Finished Good | Metering Current Transformers | ENCAPSULATED CT ( ROUND ID-57mm) | TAPE WOUND TERMINAL TYPE (Window 57) | 144 | MTT 301 -15A-57 (300/1A- Ring Type Metering ENCP MTR4 SCND 1A- CLS 3- BRDN 15VA) | 4916 | 3002556 | 85381090
4915 | Finished Good | Metering Current Transformers | ENCAPSULATED CT ( ROUND ID-42mm) | TAPE WOUND TERMINAL TYPE (Window 42) | 143 | MTT 301 -15A-42 (300/1A- Ring Type Metering ENCP MTR3 SCND 1A- CLS 3- BRDN 15VA) | 4915 | 3002662 | 85381090
4914 | Finished Good | Metering Current Transformers | ENCAPSULATED CT ( ROUND ID-57mm) | TAPE WOUND TERMINAL TYPE (Window 57) | 144 | MTT 301 -10B-57 (300/1A- Ring Type Metering ENCP MTR4 SCND 1A- CLS 1- BRDN 10VA) | 4914 | 3002572 | 85381090
4913 | Finished Good | Metering Current Transformers | ENCAPSULATED CT ( ROUND ID-42mm) | TAPE WOUND TERMINAL TYPE (Window 42) | 143 | MTT 301 -10B-42 (300/1A- Ring Type Metering ENCP MTR3 SCND 1A- CLS 1- BRDN 10VA) | 4913 | 3002678 | 85381090
4912 | Finished Good | Metering Current Transformers | ENCAPSULATED CT ( ROUND ID-57mm) | TAPE WOUND TERMINAL TYPE (Window 57) | 144 | MTT 301 -10A-57 (300/1A- Ring Type Metering ENCP MTR4 SCND 1A- CLS 3- BRDN 10VA) | 4912 | 3002588 | 85381090
4911 | Finished Good | Metering Current Transformers | ENCAPSULATED CT ( ROUND ID-42mm) | TAPE WOUND TERMINAL TYPE (Window 42) | 143 | MTT 301 -10A-42 (300/1A- Ring Type Metering ENCP MTR3 SCND 1A- CLS 3- BRDN 10VA) | 4911 | 3002694 | 85381090
4910 | Out Sourced / Processed Material | THERMOSET MATERIAL | Consumable | CT CASE | 113 | MTT 3(Window 42) Red (encp RESIN CAST TW TERMINAL - MTR 3(ID 42)) | 4910 | 2001078 | 85381090
4909 | Out Sourced / Processed Material | THERMOSET MATERIAL | Consumable | CT CASE | 113 | MTT 3(Window 42) Grey (encp TW TERMINAL - MTR 3(ID 42)) | 4909 | 2001090 | 85381090
4908 | Finished Good | Metering Current Transformers | ENCAPSULATED CT ( ROUND ID-30mm) | TAPE WOUND TERMINAL TYPE (Window 30) | 142 | MTT 26--5C-(4T) (25/1A- Ring Type Metering ENCP MTR2 SCND 1 A- CLS 0.5- BRDN 5VA) | 4908 | 3002803 | 85381090
4907 | Finished Good | Metering Current Transformers | ENCAPSULATED CT ( ROUND ID-20mm) | TAPE WOUND TERMINAL TYPE (Window 20) | 141 | MTT 26-5B-20-(4T) (25/1A- Ring Type Metering ENCP MTR1 SCND 1 A- CLS 1- BRDN 5VA) | 4907 | 3003049 | 85381090
4906 | Finished Good | Metering Current Transformers | ENCAPSULATED CT ( ROUND ID-30mm) | TAPE WOUND TERMINAL TYPE (Window 30) | 142 | MTT 26--5B-(4T) (25/1A- Ring Type Metering ENCP MTR2 SCND 1 A- CLS 1- BRDN 5VA) | 4906 | 3002847 | 85381090
4905 | Finished Good | Metering Current Transformers | ENCAPSULATED CT ( ROUND ID-30mm) | TAPE WOUND TERMINAL TYPE (Window 30) | 142 | MTT 26-5A-30(4T) (25/1A- Ring Type Metering ENCP MTR2 SCND 1 A- CLS 3- BRDN 5VA) | 4905 | 3002891 | 85381090
4904 | Finished Good | Metering Current Transformers | ENCAPSULATED CT ( ROUND ID-20mm) | TAPE WOUND TERMINAL TYPE (Window 20) | 141 | MTT 26-5A-20-(4T) (25/1A- Ring Type Metering ENCP MTR1 SCND 1 A- CLS 3- BRDN 5VA) | 4904 | 3003085 | 85381090
4903 | Finished Good | Metering Current Transformers | ENCAPSULATED CT ( ROUND ID-20mm) | TAPE WOUND TERMINAL TYPE (Window 20) | 141 | MTT 26-2.5C-20-(4T) (25/1A- Ring Type Metering ENCP MTR1 SCND 1 A- CLS 0.5- BRDN 2.5VA) | 4903 | 3003121 | 85381090
4902 | Finished Good | Metering Current Transformers | ENCAPSULATED CT ( ROUND ID-30mm) | TAPE WOUND TERMINAL TYPE (Window 30) | 142 | MTT 26--2.5C-(4T) (25/1A- Ring Type Metering ENCP MTR2 SCND 1 A- CLS 0.5- BRDN 2.5VA) | 4902 | 3002935 | 85381090
4901 | Finished Good | Metering Current Transformers | ENCAPSULATED CT ( ROUND ID-20mm) | TAPE WOUND TERMINAL TYPE (Window 20) | 141 | MTT 26-2.5B-20-(4T) (25/1A- Ring Type Metering ENCP MTR1 SCND 1 A- CLS 1- BRDN 2.5VA) | 4901 | 3003157 | 85381090
4900 | Finished Good | Metering Current Transformers | ENCAPSULATED CT ( ROUND ID-30mm) | TAPE WOUND TERMINAL TYPE (Window 30) | 142 | MTT 26--2.5B-(4T) (25/1A- Ring Type Metering ENCP MTR2 SCND 1 A- CLS 1- BRDN 2.5VA) | 4900 | 3002977 | 85381090
4899 | Finished Good | Metering Current Transformers | ENCAPSULATED CT ( ROUND ID-20mm) | TAPE WOUND TERMINAL TYPE (Window 20) | 141 | MTT 26-2.5A-20-(4T) (25/1A- Ring Type Metering ENCP MTR1 SCND 1 A- CLS 3- BRDN 2.5VA) | 4899 | 3003193 | 85381090
4898 | Finished Good | Metering Current Transformers | ENCAPSULATED CT ( ROUND ID-30mm) | TAPE WOUND TERMINAL TYPE (Window 30) | 142 | MTT 26--2.5A-(4T) (25/1A- Ring Type Metering ENCP MTR2 SCND 1 A- CLS 3- BRDN 2.5VA) | 4898 | 3003013 | 85381090
4897 | Finished Good | Metering Current Transformers | ENCAPSULATED CT ( ROUND ID-42mm) | TAPE WOUND TERMINAL TYPE (Window 42) | 143 | MTT 255 -5C-42 (250/5A- Ring Type Metering ENCP MTR3 SCND 5 A- CLS 0.5- BRDN 5VA) | 4897 | 3002719 | 85381090
4896 | Finished Good | Metering Current Transformers | ENCAPSULATED CT ( ROUND ID-30mm) | TAPE WOUND TERMINAL TYPE (Window 30) | 142 | MTT 255 -5C-30 (250/5A- Ring Type Metering ENCP MTR2 SCND 5 A- CLS 0.5- BRDN 5VA) | 4896 | 3002815 | 85381090
4895 | Finished Good | Metering Current Transformers | ENCAPSULATED CT ( ROUND ID-42mm) | TAPE WOUND TERMINAL TYPE (Window 42) | 143 | MTT 255 -5B-42 (250/5A- Ring Type Metering ENCP MTR3 SCND 5 A- CLS 1- BRDN 5VA) | 4895 | 3002735 | 85381090
4894 | Finished Good | Metering Current Transformers | ENCAPSULATED CT ( ROUND ID-30mm) | TAPE WOUND TERMINAL TYPE (Window 30) | 142 | MTT 255 -5B-30 (250/5A- Ring Type Metering ENCP MTR2 SCND 5 A- CLS 1- BRDN 5VA) | 4894 | 3002859 | 85381090
4893 | Finished Good | Metering Current Transformers | ENCAPSULATED CT ( ROUND ID-42mm) | TAPE WOUND TERMINAL TYPE (Window 42) | 143 | MTT 255 -5A-42 (250/5A- Ring Type Metering ENCP MTR3 SCND 5 A- CLS 3- BRDN 5VA) | 4893 | 3002751 | 85381090
4892 | Finished Good | Metering Current Transformers | ENCAPSULATED CT ( ROUND ID-30mm) | TAPE WOUND TERMINAL TYPE (Window 30) | 142 | MTT 255 -5A-30 (250/5A- Ring Type Metering ENCP MTR2 SCND 5 A- CLS 3- BRDN 5VA) | 4892 | 3002903 | 85381090
4891 | Finished Good | Metering Current Transformers | ENCAPSULATED CT ( ROUND ID-42mm) | TAPE WOUND TERMINAL TYPE (Window 42) | 143 | MTT 255 -2.5C-42 (250/5A- Ring Type Metering ENCP MTR3 SCND 5 A- CLS 0.5- BRDN 2.5VA) | 4891 | 3002764 | 85381090
4890 | Finished Good | Metering Current Transformers | ENCAPSULATED CT ( ROUND ID-30mm) | TAPE WOUND TERMINAL TYPE (Window 30) | 142 | MTT 255 -2.5C-30 (250/5A- Ring Type Metering ENCP MTR2 SCND 5 A- CLS 0.5- BRDN 2.5VA) | 4890 | 3002947 | 85381090
4889 | Finished Good | Metering Current Transformers | ENCAPSULATED CT ( ROUND ID-42mm) | TAPE WOUND TERMINAL TYPE (Window 42) | 143 | MTT 255 -15A-42 (250/5A- Ring Type Metering ENCP MTR3 SCND 5 A- CLS 3- BRDN 15VA) | 4889 | 3002671 | 85381090
4888 | Finished Good | Metering Current Transformers | ENCAPSULATED CT ( ROUND ID-30mm) | TAPE WOUND TERMINAL TYPE (Window 30) | 142 | MTT 255 -15A-30 (250/5A- Ring Type Metering ENCP MTR2 SCND 5 A- CLS 3- BRDN 15VA) | 4888 | 3002773 | 85381090
4887 | Finished Good | Metering Current Transformers | ENCAPSULATED CT ( ROUND ID-42mm) | TAPE WOUND TERMINAL TYPE (Window 42) | 143 | MTT 255 -10B-42 (250/5A- Ring Type Metering ENCP MTR3 SCND 5 A- CLS 1- BRDN 10VA) | 4887 | 3002687 | 85381090
4886 | Finished Good | Metering Current Transformers | ENCAPSULATED CT ( ROUND ID-30mm) | TAPE WOUND TERMINAL TYPE (Window 30) | 142 | MTT 255 -10B-30 (250/5A- Ring Type Metering ENCP MTR2 SCND 5 A- CLS 1- BRDN 10VA) | 4886 | 3002781 | 85381090
4885 | Finished Good | Metering Current Transformers | ENCAPSULATED CT ( ROUND ID-42mm) | TAPE WOUND TERMINAL TYPE (Window 42) | 143 | MTT 255 -10A-42 (250/5A- Ring Type Metering ENCP MTR3 SCND 5 A- CLS 3- BRDN 10VA) | 4885 | 3002703 | 85381090
4884 | Finished Good | Metering Current Transformers | ENCAPSULATED CT ( ROUND ID-30mm) | TAPE WOUND TERMINAL TYPE (Window 30) | 142 | MTT 255 -10A-30 (250/5A- Ring Type Metering ENCP MTR2 SCND 5 A- CLS 3- BRDN 10VA) | 4884 | 3002789 | 85381090
4883 | Finished Good | Metering Current Transformers | ENCAPSULATED CT ( ROUND ID-42mm) | TAPE WOUND TERMINAL TYPE (Window 42) | 143 | MTT 251 -5C-42 (250/1A- Ring Type Metering ENCP MTR3 SCND 1A- CLS 0.5- BRDN 5VA) | 4883 | 3002711 | 85381090
4882 | Finished Good | Metering Current Transformers | ENCAPSULATED CT ( ROUND ID-30mm) | TAPE WOUND TERMINAL TYPE (Window 30) | 142 | MTT 251 -5C-30 (250/1A- Ring Type Metering ENCP MTR2 SCND 1 A- CLS 0.5- BRDN 5VA) | 4882 | 3002793 | 85381090
4881 | Finished Good | Metering Current Transformers | ENCAPSULATED CT ( ROUND ID-42mm) | TAPE WOUND TERMINAL TYPE (Window 42) | 143 | MTT 251 -5B-42 (250/1A- Ring Type Metering ENCP MTR3 SCND 1A- CLS 1- BRDN 5VA) | 4881 | 3002727 | 85381090
4880 | Finished Good | Metering Current Transformers | ENCAPSULATED CT ( ROUND ID-30mm) | TAPE WOUND TERMINAL TYPE (Window 30) | 142 | MTT 251 -5B-30 (250/1A- Ring Type Metering ENCP MTR2 SCND 1 A- CLS 1- BRDN 5VA) | 4880 | 3002837 | 85381090
4879 | Finished Good | Metering Current Transformers | ENCAPSULATED CT ( ROUND ID-42mm) | TAPE WOUND TERMINAL TYPE (Window 42) | 143 | MTT 251 -5A-42 (250/1A- Ring Type Metering ENCP MTR3 SCND 1A- CLS 3- BRDN 5VA) | 4879 | 3002743 | 85381090
4878 | Finished Good | Metering Current Transformers | ENCAPSULATED CT ( ROUND ID-30mm) | TAPE WOUND TERMINAL TYPE (Window 30) | 142 | MTT 251 -5A-30 (250/1A- Ring Type Metering ENCP MTR2 SCND 1 A- CLS 3- BRDN 5VA) | 4878 | 3002881 | 85381090
4877 | Finished Good | Metering Current Transformers | ENCAPSULATED CT ( ROUND ID-42mm) | TAPE WOUND TERMINAL TYPE (Window 42) | 143 | MTT 251 -2.5C-42 (250/1A- Ring Type Metering ENCP MTR3 SCND 1 A- CLS 0.5- BRDN 2.5VA) | 4877 | 3002758 | 85381090
4876 | Finished Good | Metering Current Transformers | ENCAPSULATED CT ( ROUND ID-30mm) | TAPE WOUND TERMINAL TYPE (Window 30) | 142 | MTT 251 -2.5C-30 (250/1A- Ring Type Metering ENCP MTR2 SCND 1 A- CLS 0.5- BRDN 2.5VA) | 4876 | 3002925 | 85381090
4875 | Finished Good | Metering Current Transformers | ENCAPSULATED CT ( ROUND ID-42mm) | TAPE WOUND TERMINAL TYPE (Window 42) | 143 | MTT 251 -15A-42 (250/1A- Ring Type Metering ENCP MTR3 SCND 1A- CLS 3- BRDN 15VA) | 4875 | 3002663 | 85381090
4874 | Finished Good | Metering Current Transformers | ENCAPSULATED CT ( ROUND ID-30mm) | TAPE WOUND TERMINAL TYPE (Window 30) | 142 | MTT 251 -15A-30 (250/1A- Ring Type Metering ENCP MTR2 SCND 1 A- CLS 3- BRDN 15VA) | 4874 | 3002769 | 85381090
4873 | Finished Good | Metering Current Transformers | ENCAPSULATED CT ( ROUND ID-42mm) | TAPE WOUND TERMINAL TYPE (Window 42) | 143 | MTT 251 -10B-42 (250/1A- Ring Type Metering ENCP MTR3 SCND 1A- CLS 1- BRDN 10VA) | 4873 | 3002679 | 85381090
4872 | Finished Good | Metering Current Transformers | ENCAPSULATED CT ( ROUND ID-30mm) | TAPE WOUND TERMINAL TYPE (Window 30) | 142 | MTT 251 -10B-30 (250/1A- Ring Type Metering ENCP MTR2 SCND 1 A- CLS 1- BRDN 10VA) | 4872 | 3002777 | 85381090
4871 | Finished Good | Metering Current Transformers | ENCAPSULATED CT ( ROUND ID-42mm) | TAPE WOUND TERMINAL TYPE (Window 42) | 143 | MTT 251 -10A-42 (250/1A- Ring Type Metering ENCP MTR3 SCND 1A- CLS 3- BRDN 10VA) | 4871 | 3002695 | 85381090
4870 | Finished Good | Metering Current Transformers | ENCAPSULATED CT ( ROUND ID-30mm) | TAPE WOUND TERMINAL TYPE (Window 30) | 142 | MTT 251 -10A-30 (250/1A- Ring Type Metering ENCP MTR2 SCND 1 A- CLS 3- BRDN 10VA) | 4870 | 3002785 | 85381090
4869 | Finished Good | Metering Current Transformers | ENCAPSULATED CT ( ROUND ID-110mm) | TAPE WOUND TERMINAL TYPE (Window 110) | 146 | MTT 2505 -5C-110 (2500/5A- Ring Type Metering ENCP MTR6 SCND 5A- CLS 0.5- BRDN 5VA) | 4869 | 3002427 | 85381090
4868 | Finished Good | Metering Current Transformers | ENCAPSULATED CT ( ROUND ID-110mm) | TAPE WOUND TERMINAL TYPE (Window 110) | 146 | MTT 2505 -15B-110 (2500/5A- Ring Type Metering ENCP MTR6 SCND 5A- CLS 1- BRDN 10VA) | 4868 | 3002352 | 85381090
4867 | Finished Good | Metering Current Transformers | ENCAPSULATED CT ( ROUND ID-110mm) | TAPE WOUND TERMINAL TYPE (Window 110) | 146 | MTT 2505 -15A-110 (2500/5A- Ring Type Metering ENCP MTR6 SCND 5A- CLS 3- BRDN 15VA) | 4867 | 3002381 | 85381090
4866 | Finished Good | Metering Current Transformers | ENCAPSULATED CT ( ROUND ID-110mm) | TAPE WOUND TERMINAL TYPE (Window 110) | 146 | MTT 2505 -10C-110 (2500/5A- Ring Type Metering ENCP MTR6 SCND 5A- CLS 0.5- BRDN 10VA) | 4866 | 3002367 | 85381090
4865 | Finished Good | Metering Current Transformers | ENCAPSULATED CT ( ROUND ID-110mm) | TAPE WOUND TERMINAL TYPE (Window 110) | 146 | MTT 2505 -10B-110 (2500/5A- Ring Type Metering ENCP MTR6 SCND 5A- CLS 1- BRDN 10VA) | 4865 | 3002397 | 85381090
4864 | Finished Good | Metering Current Transformers | ENCAPSULATED CT ( ROUND ID-110mm) | TAPE WOUND TERMINAL TYPE (Window 110) | 146 | MTT 2505 -10A-110 (2500/5A- Ring Type Metering ENCP MTR6 SCND 5A- CLS 3- BRDN 10VA) | 4864 | 3002413 | 85381090
4863 | Finished Good | Metering Current Transformers | ENCAPSULATED CT ( ROUND ID-110mm) | TAPE WOUND TERMINAL TYPE (Window 110) | 146 | MTT 2501 -5C-110 (2500/1A- Ring Type Metering ENCP MTR6 SCND 1A- CLS 0.5- BRDN 5VA) | 4863 | 3002421 | 85381090
4862 | Finished Good | Metering Current Transformers | ENCAPSULATED CT ( ROUND ID-110mm) | TAPE WOUND TERMINAL TYPE (Window 110) | 146 | MTT 2501 -15B-110 (2500/1A- Ring Type Metering ENCP MTR6 SCND 1A- CLS 1- BRDN 10VA) | 4862 | 3002345 | 85381090
4861 | Finished Good | Metering Current Transformers | ENCAPSULATED CT ( ROUND ID-110mm) | TAPE WOUND TERMINAL TYPE (Window 110) | 146 | MTT 2501 -15A-110 (2500/1A- Ring Type Metering ENCP MTR6 SCND 1A- CLS 3- BRDN 15VA) | 4861 | 3002375 | 85381090
4860 | Finished Good | Metering Current Transformers | ENCAPSULATED CT ( ROUND ID-110mm) | TAPE WOUND TERMINAL TYPE (Window 110) | 146 | MTT 2501 -10C-110 (2500/1A- Ring Type Metering ENCP MTR6 SCND 1A- CLS 0.5- BRDN 10VA) | 4860 | 3002360 | 85381090
4859 | Finished Good | Metering Current Transformers | ENCAPSULATED CT ( ROUND ID-110mm) | TAPE WOUND TERMINAL TYPE (Window 110) | 146 | MTT 2501 -10B-110 (2500/1A- Ring Type Metering ENCP MTR6 SCND 1A- CLS 1- BRDN 10VA) | 4859 | 3002389 | 85381090
4858 | Finished Good | Metering Current Transformers | ENCAPSULATED CT ( ROUND ID-42mm) | TAPE WOUND TERMINAL TYPE (Window 42) | 143 | MTT 205 -5C-42 (200/5A- Ring Type Metering ENCP MTR3 SCND 5 A- CLS 0.5- BRDN 5VA) | 4858 | 3002720 | 85381090
4857 | Finished Good | Metering Current Transformers | ENCAPSULATED CT ( ROUND ID-30mm) | TAPE WOUND TERMINAL TYPE (Window 30) | 142 | MTT 205 -5C-30 (200/5A- Ring Type Metering ENCP MTR2 SCND 5 A- CLS 0.5- BRDN 5VA) | 4857 | 3002816 | 85381090
4856 | Finished Good | Metering Current Transformers | ENCAPSULATED CT ( ROUND ID-42mm) | TAPE WOUND TERMINAL TYPE (Window 42) | 143 | MTT 205 -5B-42 (200/5A- Ring Type Metering ENCP MTR3 SCND 5 A- CLS 1- BRDN 5VA) | 4856 | 3002736 | 85381090
4855 | Finished Good | Metering Current Transformers | ENCAPSULATED CT ( ROUND ID-30mm) | TAPE WOUND TERMINAL TYPE (Window 30) | 142 | MTT 205 -5B-30 (200/5A- Ring Type Metering ENCP MTR2 SCND 5 A- CLS 1- BRDN 5VA) | 4855 | 3002860 | 85381090
4854 | Finished Good | Metering Current Transformers | ENCAPSULATED CT ( ROUND ID-42mm) | TAPE WOUND TERMINAL TYPE (Window 42) | 143 | MTT 205 -5A-42 (200/5A- Ring Type Metering ENCP MTR3 SCND 5 A- CLS 3- BRDN 5VA) | 4854 | 3002752 | 85381090
4853 | Finished Good | Metering Current Transformers | ENCAPSULATED CT ( ROUND ID-30mm) | TAPE WOUND TERMINAL TYPE (Window 30) | 142 | MTT 205 -5A-30 (200/5A- Ring Type Metering ENCP MTR2 SCND 5 A- CLS 3- BRDN 5VA) | 4853 | 3002904 | 85381090
4852 | Finished Good | Metering Current Transformers | ENCAPSULATED CT ( ROUND ID-42mm) | TAPE WOUND TERMINAL TYPE (Window 42) | 143 | MTT 205 -2.5C-42 (200/5A- Ring Type Metering ENCP MTR3 SCND 5 A- CLS 0.5- BRDN 2.5VA) | 4852 | 3002765 | 85381090
4851 | Finished Good | Metering Current Transformers | ENCAPSULATED CT ( ROUND ID-30mm) | TAPE WOUND TERMINAL TYPE (Window 30) | 142 | MTT 205 -2.5C-30 (200/5A- Ring Type Metering ENCP MTR2 SCND 5 A- CLS 0.5- BRDN 2.5VA) | 4851 | 3002948 | 85381090
4850 | Finished Good | Metering Current Transformers | ENCAPSULATED CT ( ROUND ID-42mm) | TAPE WOUND TERMINAL TYPE (Window 42) | 143 | MTT 205 -15A-42 (200/5A- Ring Type Metering ENCP MTR3 SCND 5 A- CLS 3- BRDN 15VA) | 4850 | 3002672 | 85381090
4849 | Finished Good | Metering Current Transformers | ENCAPSULATED CT ( ROUND ID-30mm) | TAPE WOUND TERMINAL TYPE (Window 30) | 142 | MTT 205 -15A-30 (200/5A- Ring Type Metering ENCP MTR2 SCND 5 A- CLS 3- BRDN 15VA) | 4849 | 3002774 | 85381090
4848 | Finished Good | Metering Current Transformers | ENCAPSULATED CT ( ROUND ID-42mm) | TAPE WOUND TERMINAL TYPE (Window 42) | 143 | MTT 205 -10B-42 (200/5A- Ring Type Metering ENCP MTR3 SCND 5 A- CLS 1- BRDN 10VA) | 4848 | 3002688 | 85381090
4847 | Finished Good | Metering Current Transformers | ENCAPSULATED CT ( ROUND ID-30mm) | TAPE WOUND TERMINAL TYPE (Window 30) | 142 | MTT 205 -10B-30 (200/5A- Ring Type Metering ENCP MTR2 SCND 5 A- CLS 1- BRDN 10VA) | 4847 | 3002782 | 85381090
4846 | Finished Good | Metering Current Transformers | ENCAPSULATED CT ( ROUND ID-42mm) | TAPE WOUND TERMINAL TYPE (Window 42) | 143 | MTT 205 -10A-42 (200/5A- Ring Type Metering ENCP MTR3 SCND 5 A- CLS 3- BRDN 10VA) | 4846 | 3002704 | 85381090
4845 | Finished Good | Metering Current Transformers | ENCAPSULATED CT ( ROUND ID-30mm) | TAPE WOUND TERMINAL TYPE (Window 30) | 142 | MTT 205 -10A-30 (200/5A- Ring Type Metering ENCP MTR2 SCND 5 A- CLS 3- BRDN 10VA) | 4845 | 3002790 | 85381090
4844 | Finished Good | Metering Current Transformers | ENCAPSULATED CT ( ROUND ID-42mm) | TAPE WOUND TERMINAL TYPE (Window 42) | 143 | MTT 201 -5C-42 (200/1A- Ring Type Metering ENCP MTR3 SCND 1A- CLS 0.5- BRDN 5VA) | 4844 | 3002712 | 85381090
4843 | Finished Good | Metering Current Transformers | ENCAPSULATED CT ( ROUND ID-30mm) | TAPE WOUND TERMINAL TYPE (Window 30) | 142 | MTT 201 -5C-30 (200/1A- Ring Type Metering ENCP MTR2 SCND 1 A- CLS 0.5- BRDN 5VA) | 4843 | 3002794 | 85381090
4842 | Finished Good | Metering Current Transformers | ENCAPSULATED CT ( ROUND ID-42mm) | TAPE WOUND TERMINAL TYPE (Window 42) | 143 | MTT 201 -5B-42 (200/1A- Ring Type Metering ENCP MTR3 SCND 1A- CLS 1- BRDN 5VA) | 4842 | 3002728 | 85381090
4841 | Finished Good | Metering Current Transformers | ENCAPSULATED CT ( ROUND ID-30mm) | TAPE WOUND TERMINAL TYPE (Window 30) | 142 | MTT 201 -5B-30 (200/1A- Ring Type Metering ENCP MTR2 SCND 1 A- CLS 1- BRDN 5VA) | 4841 | 3002838 | 85381090
4840 | Finished Good | Metering Current Transformers | ENCAPSULATED CT ( ROUND ID-42mm) | TAPE WOUND TERMINAL TYPE (Window 42) | 143 | MTT 201 -5A-42 (200/1A- Ring Type Metering ENCP MTR3 SCND 1A- CLS 3- BRDN 5VA) | 4840 | 3002744 | 85381090
4839 | Finished Good | Metering Current Transformers | ENCAPSULATED CT ( ROUND ID-30mm) | TAPE WOUND TERMINAL TYPE (Window 30) | 142 | MTT 201 -5A-30 (200/1A- Ring Type Metering ENCP MTR2 SCND 1 A- CLS 3- BRDN 5VA) | 4839 | 3002882 | 85381090
4838 | Finished Good | Metering Current Transformers | ENCAPSULATED CT ( ROUND ID-42mm) | TAPE WOUND TERMINAL TYPE (Window 42) | 143 | MTT 201 -2.5C-42 (200/1A- Ring Type Metering ENCP MTR3 SCND 1 A- CLS 0.5- BRDN 2.5VA) | 4838 | 3002759 | 85381090
4837 | Finished Good | Metering Current Transformers | ENCAPSULATED CT ( ROUND ID-30mm) | TAPE WOUND TERMINAL TYPE (Window 30) | 142 | MTT 201 -2.5C-30 (200/1A- Ring Type Metering ENCP MTR2 SCND 1 A- CLS 0.5- BRDN 2.5VA) | 4837 | 3002926 | 85381090
4836 | Finished Good | Metering Current Transformers | ENCAPSULATED CT ( ROUND ID-42mm) | TAPE WOUND TERMINAL TYPE (Window 42) | 143 | MTT 201 -15A-42 (200/1A- Ring Type Metering ENCP MTR3 SCND 1A- CLS 3- BRDN 15VA) | 4836 | 3002664 | 85381090
4835 | Finished Good | Metering Current Transformers | ENCAPSULATED CT ( ROUND ID-30mm) | TAPE WOUND TERMINAL TYPE (Window 30) | 142 | MTT 201 -15A-30 (200/1A- Ring Type Metering ENCP MTR2 SCND 1 A- CLS 3- BRDN 15VA) | 4835 | 3002770 | 85381090
4834 | Finished Good | Metering Current Transformers | ENCAPSULATED CT ( ROUND ID-42mm) | TAPE WOUND TERMINAL TYPE (Window 42) | 143 | MTT 201 -10B-42 (200/1A- Ring Type Metering ENCP MTR3 SCND 1A- CLS 1- BRDN 10VA) | 4834 | 3002680 | 85381090
4833 | Finished Good | Metering Current Transformers | ENCAPSULATED CT ( ROUND ID-30mm) | TAPE WOUND TERMINAL TYPE (Window 30) | 142 | MTT 201 -10B-30 (200/1A- Ring Type Metering ENCP MTR2 SCND 1 A- CLS 1- BRDN 10VA) | 4833 | 3002778 | 85381090
4832 | Finished Good | Metering Current Transformers | ENCAPSULATED CT ( ROUND ID-42mm) | TAPE WOUND TERMINAL TYPE (Window 42) | 143 | MTT 201 -10A-42 (200/1A- Ring Type Metering ENCP MTR3 SCND 1A- CLS 3- BRDN 10VA) | 4832 | 3002696 | 85381090
4831 | Finished Good | Metering Current Transformers | ENCAPSULATED CT ( ROUND ID-30mm) | TAPE WOUND TERMINAL TYPE (Window 30) | 142 | MTT 201 -10A-30 (200/1A- Ring Type Metering ENCP MTR2 SCND 1 A- CLS 3- BRDN 10VA) | 4831 | 3002786 | 85381090
4830 | Finished Good | Metering Current Transformers | ENCAPSULATED CT ( ROUND ID-110mm) | TAPE WOUND TERMINAL TYPE (Window 110) | 146 | MTT 2005 -5C-110 (2000/5A- Ring Type Metering ENCP MTR6 SCND 5A- CLS 0.5- BRDN 5VA) | 4830 | 3002428 | 85381090
4829 | Finished Good | Metering Current Transformers | ENCAPSULATED CT ( ROUND ID-110mm) | TAPE WOUND TERMINAL TYPE (Window 110) | 146 | MTT 2005 -15B-110 (2000/5A- Ring Type Metering ENCP MTR6 SCND 5A- CLS 1- BRDN 10VA) | 4829 | 3002353 | 85381090
4828 | Finished Good | Metering Current Transformers | ENCAPSULATED CT ( ROUND ID-110mm) | TAPE WOUND TERMINAL TYPE (Window 110) | 146 | MTT 2005 -15A-110 (2000/5A- Ring Type Metering ENCP MTR6 SCND 5A- CLS 3- BRDN 15VA) | 4828 | 3002382 | 85381090
4827 | Finished Good | Metering Current Transformers | ENCAPSULATED CT ( ROUND ID-110mm) | TAPE WOUND TERMINAL TYPE (Window 110) | 146 | MTT 2005 -10C-110 (2000/5A- Ring Type Metering ENCP MTR6 SCND 5A- CLS 0.5- BRDN 10VA) | 4827 | 3002368 | 85381090
4826 | Finished Good | Metering Current Transformers | ENCAPSULATED CT ( ROUND ID-110mm) | TAPE WOUND TERMINAL TYPE (Window 110) | 146 | MTT 2005 -10B-110 (2000/5A- Ring Type Metering ENCP MTR6 SCND 5A- CLS 1- BRDN 10VA) | 4826 | 3002398 | 85381090
4825 | Finished Good | Metering Current Transformers | ENCAPSULATED CT ( ROUND ID-110mm) | TAPE WOUND TERMINAL TYPE (Window 110) | 146 | MTT 2005 -10A-110 (2000/5A- Ring Type Metering ENCP MTR6 SCND 5A- CLS 3- BRDN 10VA) | 4825 | 3002414 | 85381090
4824 | Finished Good | Metering Current Transformers | ENCAPSULATED CT ( ROUND ID-110mm) | TAPE WOUND TERMINAL TYPE (Window 110) | 146 | MTT 2001 -5C-110 (2000/1A- Ring Type Metering ENCP MTR6 SCND 1A- CLS 0.5- BRDN 5VA) | 4824 | 3002422 | 85381090
4823 | Finished Good | Metering Current Transformers | ENCAPSULATED CT ( ROUND ID-110mm) | TAPE WOUND TERMINAL TYPE (Window 110) | 146 | MTT 2001 -15B-110 (2000/1A- Ring Type Metering ENCP MTR6 SCND 1A- CLS 1- BRDN 10VA) | 4823 | 3002346 | 85381090
4822 | Finished Good | Metering Current Transformers | ENCAPSULATED CT ( ROUND ID-110mm) | TAPE WOUND TERMINAL TYPE (Window 110) | 146 | MTT 2001 -15A-110 (1600/1A- Ring Type Metering ENCP MTR6 SCND 1A- CLS 3- BRDN 15VA) | 4822 | 3002376 | 85381090
4821 | Finished Good | Metering Current Transformers | ENCAPSULATED CT ( ROUND ID-110mm) | TAPE WOUND TERMINAL TYPE (Window 110) | 146 | MTT 2001 -10C-110 (2000/1A- Ring Type Metering ENCP MTR6 SCND 1A- CLS 0.5- BRDN 10VA) | 4821 | 3002361 | 85381090
4820 | Finished Good | Metering Current Transformers | ENCAPSULATED CT ( ROUND ID-110mm) | TAPE WOUND TERMINAL TYPE (Window 110) | 146 | MTT 2001 -10B-110 (2000/1A- Ring Type Metering ENCP MTR6 SCND 1A- CLS 1- BRDN 10VA) | 4820 | 3002390 | 85381090
4819 | Out Sourced / Processed Material | THERMOSET MATERIAL | Consumable | CT CASE | 113 | MTT 2(Window 30) Red (encp RESIN CAST TW TERMINAL - MTR 2(ID 30)) | 4819 | 2001079 | 85381090
4818 | Out Sourced / Processed Material | THERMOSET MATERIAL | Consumable | CT CASE | 113 | MTT 2(Window 30) Grey (encp TW TERMINAL - MTR 2(ID 30)) | 4818 | 2001091 | 85381090
4817 | Finished Good | Metering Current Transformers | ENCAPSULATED CT ( ROUND ID-110mm) | TAPE WOUND TERMINAL TYPE (Window 110) | 146 | MTT 1605 -5C-110 (1600/5A- Ring Type Metering ENCP MTR6 SCND 5A- CLS 0.5- BRDN 5VA) | 4817 | 3002429 | 85381090
4816 | Finished Good | Metering Current Transformers | ENCAPSULATED CT ( ROUND ID-110mm) | TAPE WOUND TERMINAL TYPE (Window 110) | 146 | MTT 1605 -15B-110 (1600/5A- Ring Type Metering ENCP MTR6 SCND 5A- CLS 1- BRDN 10VA) | 4816 | 3002354 | 85381090
4815 | Finished Good | Metering Current Transformers | ENCAPSULATED CT ( ROUND ID-110mm) | TAPE WOUND TERMINAL TYPE (Window 110) | 146 | MTT 1605 -15A-110 (1600/5A- Ring Type Metering ENCP MTR6 SCND 5A- CLS 3- BRDN 15VA) | 4815 | 3002383 | 85381090
4814 | Finished Good | Metering Current Transformers | ENCAPSULATED CT ( ROUND ID-110mm) | TAPE WOUND TERMINAL TYPE (Window 110) | 146 | MTT 1605 -10C-110 (1600/5A- Ring Type Metering ENCP MTR6 SCND 5A- CLS 0.5- BRDN 10VA) | 4814 | 3002369 | 85381090
4813 | Finished Good | Metering Current Transformers | ENCAPSULATED CT ( ROUND ID-110mm) | TAPE WOUND TERMINAL TYPE (Window 110) | 146 | MTT 1605 -10B-110 (1600/5A- Ring Type Metering ENCP MTR6 SCND 5A- CLS 1- BRDN 10VA) | 4813 | 3002399 | 85381090
4812 | Finished Good | Metering Current Transformers | ENCAPSULATED CT ( ROUND ID-110mm) | TAPE WOUND TERMINAL TYPE (Window 110) | 146 | MTT 1605 -10A-110 (1600/5A- Ring Type Metering ENCP MTR6 SCND 5A- CLS 3- BRDN 10VA) | 4812 | 3002415 | 85381090
4811 | Finished Good | Metering Current Transformers | ENCAPSULATED CT ( ROUND ID-110mm) | TAPE WOUND TERMINAL TYPE (Window 110) | 146 | MTT 1601 -5C-110 (1600/1A- Ring Type Metering ENCP MTR6 SCND 1A- CLS 0.5- BRDN 5VA) | 4811 | 3002423 | 85381090
4810 | Finished Good | Metering Current Transformers | ENCAPSULATED CT ( ROUND ID-110mm) | TAPE WOUND TERMINAL TYPE (Window 110) | 146 | MTT 1601 -15A-110 (1200/1A- Ring Type Metering ENCP MTR6 SCND 1A- CLS 3- BRDN 15VA) | 4810 | 3002377 | 85381090
4809 | Finished Good | Metering Current Transformers | ENCAPSULATED CT ( ROUND ID-110mm) | TAPE WOUND TERMINAL TYPE (Window 110) | 146 | MTT 1601 -10C-110 (1600/1A- Ring Type Metering ENCP MTR6 SCND 1A- CLS 0.5- BRDN 10VA) | 4809 | 3002362 | 85381090
4808 | Finished Good | Metering Current Transformers | ENCAPSULATED CT ( ROUND ID-110mm) | TAPE WOUND TERMINAL TYPE (Window 110) | 146 | MTT 1601 -10B-110 (1600/1A- Ring Type Metering ENCP MTR6 SCND 1A- CLS 1- BRDN 10VA) | 4808 | 3002391 | 85381090
4807 | Finished Good | Metering Current Transformers | ENCAPSULATED CT ( ROUND ID-30mm) | TAPE WOUND TERMINAL TYPE (Window 30) | 142 | MTT 155 -5C-30 (150/5A- Ring Type Metering ENCP MTR2 SCND 5 A- CLS 0.5- BRDN 5VA) | 4807 | 3002817 | 85381090
4806 | Finished Good | Metering Current Transformers | ENCAPSULATED CT ( ROUND ID-30mm) | TAPE WOUND TERMINAL TYPE (Window 30) | 142 | MTT 155 -5B-30 (150/5A- Ring Type Metering ENCP MTR2 SCND 5 A- CLS 1- BRDN 5VA) | 4806 | 3002861 | 85381090
4805 | Finished Good | Metering Current Transformers | ENCAPSULATED CT ( ROUND ID-20mm) | TAPE WOUND TERMINAL TYPE (Window 20) | 141 | MTT 155 -5B-20 (150/5A- Ring Type Metering ENCP MTR1 SCND 5 A- CLS 1- BRDN 5VA) | 4805 | 3003059 | 85381090
4804 | Finished Good | Metering Current Transformers | ENCAPSULATED CT ( ROUND ID-30mm) | TAPE WOUND TERMINAL TYPE (Window 30) | 142 | MTT 155 -5A-30 (150/5A- Ring Type Metering ENCP MTR2 SCND 5 A- CLS 3- BRDN 5VA) | 4804 | 3002905 | 85381090
4803 | Finished Good | Metering Current Transformers | ENCAPSULATED CT ( ROUND ID-20mm) | TAPE WOUND TERMINAL TYPE (Window 20) | 141 | MTT 155 -5A-20 (150/5A- Ring Type Metering ENCP MTR1 SCND 5 A- CLS 3- BRDN 5VA) | 4803 | 3003095 | 85381090
4802 | Finished Good | Metering Current Transformers | ENCAPSULATED CT ( ROUND ID-30mm) | TAPE WOUND TERMINAL TYPE (Window 30) | 142 | MTT 155 -2.5C-30 (150/5A- Ring Type Metering ENCP MTR2 SCND 5 A- CLS 0.5- BRDN 2.5VA) | 4802 | 3002949 | 85381090
4801 | Finished Good | Metering Current Transformers | ENCAPSULATED CT ( ROUND ID-20mm) | TAPE WOUND TERMINAL TYPE (Window 20) | 141 | MTT 155 -2.5C-20 (150/5A- Ring Type Metering ENCP MTR1 SCND 5 A- CLS 0.5- BRDN 2.5VA) | 4801 | 3003131 | 85381090
4800 | Finished Good | Metering Current Transformers | ENCAPSULATED CT ( ROUND ID-30mm) | TAPE WOUND TERMINAL TYPE (Window 30) | 142 | MTT 155 -2.5B-30 (150/5A- Ring Type Metering ENCP MTR2 SCND 5 A- CLS 1- BRDN 2.5VA) | 4800 | 3002987 | 85381090
4799 | Finished Good | Metering Current Transformers | ENCAPSULATED CT ( ROUND ID-20mm) | TAPE WOUND TERMINAL TYPE (Window 20) | 141 | MTT 155 -2.5B-20 (150/5A- Ring Type Metering ENCP MTR1 SCND 5 A- CLS 1- BRDN 2.5VA) | 4799 | 3003167 | 85381090
4798 | Finished Good | Metering Current Transformers | ENCAPSULATED CT ( ROUND ID-30mm) | TAPE WOUND TERMINAL TYPE (Window 30) | 142 | MTT 155 -2.5A-30 (150/5A- Ring Type Metering ENCP MTR2 SCND 5 A- CLS 3- BRDN 2.5VA) | 4798 | 3003023 | 85381090
4797 | Finished Good | Metering Current Transformers | ENCAPSULATED CT ( ROUND ID-20mm) | TAPE WOUND TERMINAL TYPE (Window 20) | 141 | MTT 155 -2.5A-20 (150/5A- Ring Type Metering ENCP MTR1 SCND 5 A- CLS 3- BRDN 2.5VA) | 4797 | 3003203 | 85381090
4796 | Finished Good | Metering Current Transformers | ENCAPSULATED CT ( ROUND ID-30mm) | TAPE WOUND TERMINAL TYPE (Window 30) | 142 | MTT 151 -5C-30 (150/1A- Ring Type Metering ENCP MTR2 SCND 1 A- CLS 0.5- BRDN 5VA) | 4796 | 3002795 | 85381090
4795 | Finished Good | Metering Current Transformers | ENCAPSULATED CT ( ROUND ID-30mm) | TAPE WOUND TERMINAL TYPE (Window 30) | 142 | MTT 151 -5B-30 (150/1A- Ring Type Metering ENCP MTR2 SCND 1 A- CLS 1- BRDN 5VA) | 4795 | 3002839 | 85381090
4794 | Finished Good | Metering Current Transformers | ENCAPSULATED CT ( ROUND ID-20mm) | TAPE WOUND TERMINAL TYPE (Window 20) | 141 | MTT 151 -5B-20 (150/1A- Ring Type Metering ENCP MTR1 SCND 1 A- CLS 1- BRDN 5VA) | 4794 | 3003041 | 85381090
4793 | Finished Good | Metering Current Transformers | ENCAPSULATED CT ( ROUND ID-30mm) | TAPE WOUND TERMINAL TYPE (Window 30) | 142 | MTT 151 -5A-30 (150/1A- Ring Type Metering ENCP MTR2 SCND 1 A- CLS 3- BRDN 5VA) | 4793 | 3002883 | 85381090
4792 | Finished Good | Metering Current Transformers | ENCAPSULATED CT ( ROUND ID-20mm) | TAPE WOUND TERMINAL TYPE (Window 20) | 141 | MTT 151 -5A-20 (150/1A- Ring Type Metering ENCP MTR1 SCND 1 A- CLS 3- BRDN 5VA) | 4792 | 3003077 | 85381090
4791 | Finished Good | Metering Current Transformers | ENCAPSULATED CT ( ROUND ID-30mm) | TAPE WOUND TERMINAL TYPE (Window 30) | 142 | MTT 151 -2.5C-30 (150/1A- Ring Type Metering ENCP MTR2 SCND 1 A- CLS 0.5- BRDN 2.5VA) | 4791 | 3002927 | 85381090
4790 | Finished Good | Metering Current Transformers | ENCAPSULATED CT ( ROUND ID-20mm) | TAPE WOUND TERMINAL TYPE (Window 20) | 141 | MTT 151 -2.5C-20 (150/1A- Ring Type Metering ENCP MTR1 SCND 1 A- CLS 0.5- BRDN 2.5VA) | 4790 | 3003113 | 85381090
4789 | Finished Good | Metering Current Transformers | ENCAPSULATED CT ( ROUND ID-30mm) | TAPE WOUND TERMINAL TYPE (Window 30) | 142 | MTT 151 -2.5B-30 (150/1A- Ring Type Metering ENCP MTR2 SCND 1 A- CLS 1- BRDN 2.5VA) | 4789 | 3002969 | 85381090
4788 | Finished Good | Metering Current Transformers | ENCAPSULATED CT ( ROUND ID-20mm) | TAPE WOUND TERMINAL TYPE (Window 20) | 141 | MTT 151 -2.5B-20 (150/1A- Ring Type Metering ENCP MTR1 SCND 1 A- CLS 1- BRDN 2.5VA) | 4788 | 3003149 | 85381090
4787 | Finished Good | Metering Current Transformers | ENCAPSULATED CT ( ROUND ID-30mm) | TAPE WOUND TERMINAL TYPE (Window 30) | 142 | MTT 151 -2.5A-30 (150/1A- Ring Type Metering ENCP MTR2 SCND 1 A- CLS 3- BRDN 2.5VA) | 4787 | 3003005 | 85381090
4786 | Finished Good | Metering Current Transformers | ENCAPSULATED CT ( ROUND ID-20mm) | TAPE WOUND TERMINAL TYPE (Window 20) | 141 | MTT 151 -2.5A-20 (150/1A- Ring Type Metering ENCP MTR1 SCND 1 A- CLS 3- BRDN 2.5VA) | 4786 | 3003185 | 85381090
4785 | Finished Good | Metering Current Transformers | ENCAPSULATED CT ( ROUND ID-30mm) | TAPE WOUND TERMINAL TYPE (Window 30) | 142 | MTT 130 -5C-30 (125/5A- Ring Type Metering ENCP MTR2 SCND 5 A- CLS 0.5- BRDN 5VA) | 4785 | 3002818 | 85381090
4784 | Finished Good | Metering Current Transformers | ENCAPSULATED CT ( ROUND ID-30mm) | TAPE WOUND TERMINAL TYPE (Window 30) | 142 | MTT 130 -5B-30 (125/5A- Ring Type Metering ENCP MTR2 SCND 5 A- CLS 1- BRDN 5VA) | 4784 | 3002862 | 85381090
4783 | Finished Good | Metering Current Transformers | ENCAPSULATED CT ( ROUND ID-20mm) | TAPE WOUND TERMINAL TYPE (Window 20) | 141 | MTT 130 -5B-20 (125/5A- Ring Type Metering ENCP MTR1 SCND 5 A- CLS 1- BRDN 5VA) | 4783 | 3003060 | 85381090
4782 | Finished Good | Metering Current Transformers | ENCAPSULATED CT ( ROUND ID-30mm) | TAPE WOUND TERMINAL TYPE (Window 30) | 142 | MTT 130 -5A-30 (125/5A- Ring Type Metering ENCP MTR2 SCND 5 A- CLS 3- BRDN 5VA) | 4782 | 3002906 | 85381090
4781 | Finished Good | Metering Current Transformers | ENCAPSULATED CT ( ROUND ID-20mm) | TAPE WOUND TERMINAL TYPE (Window 20) | 141 | MTT 130 -5A-20 (125/5A- Ring Type Metering ENCP MTR1 SCND 5 A- CLS 3- BRDN 5VA) | 4781 | 3003096 | 85381090
4780 | Finished Good | Metering Current Transformers | ENCAPSULATED CT ( ROUND ID-30mm) | TAPE WOUND TERMINAL TYPE (Window 30) | 142 | MTT 130 -2.5C-30 (125/5A- Ring Type Metering ENCP MTR2 SCND 5 A- CLS 0.5- BRDN 2.5VA) | 4780 | 3002950 | 85381090
4779 | Finished Good | Metering Current Transformers | ENCAPSULATED CT ( ROUND ID-20mm) | TAPE WOUND TERMINAL TYPE (Window 20) | 141 | MTT 130 -2.5C-20 (125/5A- Ring Type Metering ENCP MTR1 SCND 5 A- CLS 0.5- BRDN 2.5VA) | 4779 | 3003132 | 85381090
4778 | Finished Good | Metering Current Transformers | ENCAPSULATED CT ( ROUND ID-30mm) | TAPE WOUND TERMINAL TYPE (Window 30) | 142 | MTT 130 -2.5B-30 (125/5A- Ring Type Metering ENCP MTR2 SCND 5 A- CLS 1- BRDN 2.5VA) | 4778 | 3002988 | 85381090
4777 | Finished Good | Metering Current Transformers | ENCAPSULATED CT ( ROUND ID-20mm) | TAPE WOUND TERMINAL TYPE (Window 20) | 141 | MTT 130 -2.5B-20 (125/5A- Ring Type Metering ENCP MTR1 SCND 5 A- CLS 1- BRDN 2.5VA) | 4777 | 3003168 | 85381090
4776 | Finished Good | Metering Current Transformers | ENCAPSULATED CT ( ROUND ID-30mm) | TAPE WOUND TERMINAL TYPE (Window 30) | 142 | MTT 130 -2.5A-30 (125/5A- Ring Type Metering ENCP MTR2 SCND 5 A- CLS 3- BRDN 2.5VA) | 4776 | 3003024 | 85381090
4775 | Finished Good | Metering Current Transformers | ENCAPSULATED CT ( ROUND ID-20mm) | TAPE WOUND TERMINAL TYPE (Window 20) | 141 | MTT 130 -2.5A-20 (125/5A- Ring Type Metering ENCP MTR1 SCND 5 A- CLS 3- BRDN 2.5VA) | 4775 | 3003204 | 85381090
4774 | Finished Good | Metering Current Transformers | ENCAPSULATED CT ( ROUND ID-30mm) | TAPE WOUND TERMINAL TYPE (Window 30) | 142 | MTT 126 -5C-30 (125/1A- Ring Type Metering ENCP MTR2 SCND 1 A- CLS 0.5- BRDN 5VA) | 4774 | 3002796 | 85381090
4773 | Finished Good | Metering Current Transformers | ENCAPSULATED CT ( ROUND ID-30mm) | TAPE WOUND TERMINAL TYPE (Window 30) | 142 | MTT 126 -5B-30 (125/1A- Ring Type Metering ENCP MTR2 SCND 1 A- CLS 1- BRDN 5VA) | 4773 | 3002840 | 85381090
4772 | Finished Good | Metering Current Transformers | ENCAPSULATED CT ( ROUND ID-20mm) | TAPE WOUND TERMINAL TYPE (Window 20) | 141 | MTT 126 -5B-20 (125/1A- Ring Type Metering ENCP MTR1 SCND 1 A- CLS 1- BRDN 5VA) | 4772 | 3003042 | 85381090
4771 | Finished Good | Metering Current Transformers | ENCAPSULATED CT ( ROUND ID-30mm) | TAPE WOUND TERMINAL TYPE (Window 30) | 142 | MTT 126 -5A-30 (125/1A- Ring Type Metering ENCP MTR2 SCND 1 A- CLS 3- BRDN 5VA) | 4771 | 3002884 | 85381090
4770 | Finished Good | Metering Current Transformers | ENCAPSULATED CT ( ROUND ID-20mm) | TAPE WOUND TERMINAL TYPE (Window 20) | 141 | MTT 126 -5A-20 (125/1A- Ring Type Metering ENCP MTR1 SCND 1 A- CLS 3- BRDN 5VA) | 4770 | 3003078 | 85381090
4769 | Finished Good | Metering Current Transformers | ENCAPSULATED CT ( ROUND ID-30mm) | TAPE WOUND TERMINAL TYPE (Window 30) | 142 | MTT 126 -2.5C-30 (125/1A- Ring Type Metering ENCP MTR2 SCND 1 A- CLS 0.5- BRDN 2.5VA) | 4769 | 3002928 | 85381090
4768 | Finished Good | Metering Current Transformers | ENCAPSULATED CT ( ROUND ID-20mm) | TAPE WOUND TERMINAL TYPE (Window 20) | 141 | MTT 126 -2.5C-20 (125/1A- Ring Type Metering ENCP MTR1 SCND 1 A- CLS 0.5- BRDN 2.5VA) | 4768 | 3003114 | 85381090
4767 | Finished Good | Metering Current Transformers | ENCAPSULATED CT ( ROUND ID-30mm) | TAPE WOUND TERMINAL TYPE (Window 30) | 142 | MTT 126 -2.5B-30 (125/1A- Ring Type Metering ENCP MTR2 SCND 1 A- CLS 1- BRDN 2.5VA) | 4767 | 3002970 | 85381090
4766 | Finished Good | Metering Current Transformers | ENCAPSULATED CT ( ROUND ID-20mm) | TAPE WOUND TERMINAL TYPE (Window 20) | 141 | MTT 126 -2.5B-20 (125/1A- Ring Type Metering ENCP MTR1 SCND 1 A- CLS 1- BRDN 2.5VA) | 4766 | 3003150 | 85381090
4765 | Finished Good | Metering Current Transformers | ENCAPSULATED CT ( ROUND ID-30mm) | TAPE WOUND TERMINAL TYPE (Window 30) | 142 | MTT 126 -2.5A-30 (125/1A- Ring Type Metering ENCP MTR2 SCND 1 A- CLS 3- BRDN 2.5VA) | 4765 | 3003006 | 85381090
4764 | Finished Good | Metering Current Transformers | ENCAPSULATED CT ( ROUND ID-20mm) | TAPE WOUND TERMINAL TYPE (Window 20) | 141 | MTT 126 -2.5A-20 (125/1A- Ring Type Metering ENCP MTR1 SCND 1 A- CLS 3- BRDN 2.5VA) | 4764 | 3003186 | 85381090
4763 | Finished Good | Metering Current Transformers | ENCAPSULATED CT ( ROUND ID-110mm) | TAPE WOUND TERMINAL TYPE (Window 110) | 146 | MTT 1205 -15B-110 (1200/5A- Ring Type Metering ENCP MTR6 SCND 5A- CLS 1- BRDN 10VA) | 4763 | 3002355 | 85381090
4762 | Finished Good | Metering Current Transformers | ENCAPSULATED CT ( ROUND ID-110mm) | TAPE WOUND TERMINAL TYPE (Window 110) | 146 | MTT 1205 -15A-110 (1200/5A- Ring Type Metering ENCP MTR6 SCND 5A- CLS 3- BRDN 15VA) | 4762 | 3002384 | 85381090
4761 | Finished Good | Metering Current Transformers | ENCAPSULATED CT ( ROUND ID-110mm) | TAPE WOUND TERMINAL TYPE (Window 110) | 146 | MTT 1205 -10C-110 (1200/5A- Ring Type Metering ENCP MTR6 SCND 5A- CLS 0.5- BRDN 10VA) | 4761 | 3002370 | 85381090
4760 | Finished Good | Metering Current Transformers | ENCAPSULATED CT ( ROUND ID-110mm) | TAPE WOUND TERMINAL TYPE (Window 110) | 146 | MTT 1205 -10B-110 (1200/5A- Ring Type Metering ENCP MTR6 SCND 5A- CLS 1- BRDN 10VA) | 4760 | 3002400 | 85381090
4759 | Finished Good | Metering Current Transformers | ENCAPSULATED CT ( ROUND ID-110mm) | TAPE WOUND TERMINAL TYPE (Window 110) | 146 | MTT 1205 -10A-110 (1200/5A- Ring Type Metering ENCP MTR6 SCND 5A- CLS 3- BRDN 10VA) | 4759 | 3002416 | 85381090
4758 | Finished Good | Metering Current Transformers | ENCAPSULATED CT ( ROUND ID-110mm) | TAPE WOUND TERMINAL TYPE (Window 110) | 146 | MTT 1201 -15B-110 (1600/1A- Ring Type Metering ENCP MTR6 SCND 1A- CLS 1- BRDN 10VA) | 4758 | 3002347 | 85381090
4757 | Finished Good | Metering Current Transformers | ENCAPSULATED CT ( ROUND ID-110mm) | TAPE WOUND TERMINAL TYPE (Window 110) | 146 | MTT 1201 -10C-110 (1200/1A- Ring Type Metering ENCP MTR6 SCND 1A- CLS 0.5- BRDN 10VA) | 4757 | 3002363 | 85381090
4756 | Finished Good | Metering Current Transformers | ENCAPSULATED CT ( ROUND ID-110mm) | TAPE WOUND TERMINAL TYPE (Window 110) | 146 | MTT 1201 -10B-110 (1200/1A- Ring Type Metering ENCP MTR6 SCND 1A- CLS 1- BRDN 10VA) | 4756 | 3002392 | 85381090
4755 | Finished Good | Metering Current Transformers | ENCAPSULATED CT ( ROUND ID-30mm) | TAPE WOUND TERMINAL TYPE (Window 30) | 142 | MTT 105 -5C-30 (100/5A- Ring Type Metering ENCP MTR2 SCND 5 A- CLS 0.5- BRDN 5VA) | 4755 | 3002819 | 85381090
4754 | Finished Good | Metering Current Transformers | ENCAPSULATED CT ( ROUND ID-30mm) | TAPE WOUND TERMINAL TYPE (Window 30) | 142 | MTT 105 -5B-30 (100/5A- Ring Type Metering ENCP MTR2 SCND 5 A- CLS 1- BRDN 5VA) | 4754 | 3002863 | 85381090
4753 | Finished Good | Metering Current Transformers | ENCAPSULATED CT ( ROUND ID-20mm) | TAPE WOUND TERMINAL TYPE (Window 20) | 141 | MTT 105 -5B-20 (100/5A- Ring Type Metering ENCP MTR1 SCND 5 A- CLS 1- BRDN 5VA) | 4753 | 3003061 | 85381090
4752 | Finished Good | Metering Current Transformers | ENCAPSULATED CT ( ROUND ID-30mm) | TAPE WOUND TERMINAL TYPE (Window 30) | 142 | MTT 105 -5A-30 (100/5A- Ring Type Metering ENCP MTR2 SCND 5 A- CLS 3- BRDN 5VA) | 4752 | 3002907 | 85381090
4751 | Finished Good | Metering Current Transformers | ENCAPSULATED CT ( ROUND ID-20mm) | TAPE WOUND TERMINAL TYPE (Window 20) | 141 | MTT 105 -5A-20 (100/5A- Ring Type Metering ENCP MTR1 SCND 5 A- CLS 3- BRDN 5VA) | 4751 | 3003097 | 85381090
4750 | Finished Good | Metering Current Transformers | ENCAPSULATED CT ( ROUND ID-30mm) | TAPE WOUND TERMINAL TYPE (Window 30) | 142 | MTT 105 -2.5C-30 (100/5A- Ring Type Metering ENCP MTR2 SCND 5 A- CLS 0.5- BRDN 2.5VA) | 4750 | 3002951 | 85381090
4749 | Finished Good | Metering Current Transformers | ENCAPSULATED CT ( ROUND ID-20mm) | TAPE WOUND TERMINAL TYPE (Window 20) | 141 | MTT 105 -2.5C-20 (100/5A- Ring Type Metering ENCP MTR1 SCND 5 A- CLS 0.5- BRDN 2.5VA) | 4749 | 3003133 | 85381090
4748 | Finished Good | Metering Current Transformers | ENCAPSULATED CT ( ROUND ID-30mm) | TAPE WOUND TERMINAL TYPE (Window 30) | 142 | MTT 105 -2.5B-30 (100/5A- Ring Type Metering ENCP MTR2 SCND 5 A- CLS 1- BRDN 2.5VA) | 4748 | 3002989 | 85381090
4747 | Finished Good | Metering Current Transformers | ENCAPSULATED CT ( ROUND ID-20mm) | TAPE WOUND TERMINAL TYPE (Window 20) | 141 | MTT 105 -2.5B-20 (100/5A- Ring Type Metering ENCP MTR1 SCND 5 A- CLS 1- BRDN 2.5VA) | 4747 | 3003169 | 85381090
4746 | Finished Good | Metering Current Transformers | ENCAPSULATED CT ( ROUND ID-30mm) | TAPE WOUND TERMINAL TYPE (Window 30) | 142 | MTT 105 -2.5A-30 (100/5A- Ring Type Metering ENCP MTR2 SCND 5 A- CLS 3- BRDN 2.5VA) | 4746 | 3003025 | 85381090
4745 | Finished Good | Metering Current Transformers | ENCAPSULATED CT ( ROUND ID-20mm) | TAPE WOUND TERMINAL TYPE (Window 20) | 141 | MTT 105 -2.5A-20 (100/5A- Ring Type Metering ENCP MTR1 SCND 5 A- CLS 3- BRDN 2.5VA) | 4745 | 3003205 | 85381090
4744 | Finished Good | Metering Current Transformers | ENCAPSULATED CT ( ROUND ID-30mm) | TAPE WOUND TERMINAL TYPE (Window 30) | 142 | MTT 101 -5C-30 (100/1A- Ring Type Metering ENCP MTR2 SCND 1 A- CLS 0.5- BRDN 5VA) | 4744 | 3002797 | 85381090
4743 | Finished Good | Metering Current Transformers | ENCAPSULATED CT ( ROUND ID-30mm) | TAPE WOUND TERMINAL TYPE (Window 30) | 142 | MTT 101 -5B-30 (100/1A- Ring Type Metering ENCP MTR2 SCND 1 A- CLS 1- BRDN 5VA) | 4743 | 3002841 | 85381090
4742 | Finished Good | Metering Current Transformers | ENCAPSULATED CT ( ROUND ID-20mm) | TAPE WOUND TERMINAL TYPE (Window 20) | 141 | MTT 101 -5B-20 (100/1A- Ring Type Metering ENCP MTR1 SCND 1 A- CLS 1- BRDN 5VA) | 4742 | 3003043 | 85381090
4741 | Finished Good | Metering Current Transformers | ENCAPSULATED CT ( ROUND ID-30mm) | TAPE WOUND TERMINAL TYPE (Window 30) | 142 | MTT 101 -5A-30 (100/1A- Ring Type Metering ENCP MTR2 SCND 1 A- CLS 3- BRDN 5VA) | 4741 | 3002885 | 85381090
4740 | Finished Good | Metering Current Transformers | ENCAPSULATED CT ( ROUND ID-20mm) | TAPE WOUND TERMINAL TYPE (Window 20) | 141 | MTT 101 -5A-20 (100/1A- Ring Type Metering ENCP MTR1 SCND 1 A- CLS 3- BRDN 5VA) | 4740 | 3003079 | 85381090
4739 | Finished Good | Metering Current Transformers | ENCAPSULATED CT ( ROUND ID-30mm) | TAPE WOUND TERMINAL TYPE (Window 30) | 142 | MTT 101 -2.5C-30 (100/1A- Ring Type Metering ENCP MTR2 SCND 1 A- CLS 0.5- BRDN 2.5VA) | 4739 | 3002929 | 85381090
4738 | Finished Good | Metering Current Transformers | ENCAPSULATED CT ( ROUND ID-20mm) | TAPE WOUND TERMINAL TYPE (Window 20) | 141 | MTT 101 -2.5C-20 (100/1A- Ring Type Metering ENCP MTR1 SCND 1 A- CLS 0.5- BRDN 2.5VA) | 4738 | 3003115 | 85381090
4737 | Finished Good | Metering Current Transformers | ENCAPSULATED CT ( ROUND ID-30mm) | TAPE WOUND TERMINAL TYPE (Window 30) | 142 | MTT 101 -2.5B-30 (100/1A- Ring Type Metering ENCP MTR2 SCND 1 A- CLS 1- BRDN 2.5VA) | 4737 | 3002971 | 85381090
4736 | Finished Good | Metering Current Transformers | ENCAPSULATED CT ( ROUND ID-20mm) | TAPE WOUND TERMINAL TYPE (Window 20) | 141 | MTT 101 -2.5B-20 (100/1A- Ring Type Metering ENCP MTR1 SCND 1 A- CLS 1- BRDN 2.5VA) | 4736 | 3003151 | 85381090
4735 | Finished Good | Metering Current Transformers | ENCAPSULATED CT ( ROUND ID-30mm) | TAPE WOUND TERMINAL TYPE (Window 30) | 142 | MTT 101 -2.5A-30 (100/1A- Ring Type Metering ENCP MTR2 SCND 1 A- CLS 3- BRDN 2.5VA) | 4735 | 3003007 | 85381090
4734 | Finished Good | Metering Current Transformers | ENCAPSULATED CT ( ROUND ID-20mm) | TAPE WOUND TERMINAL TYPE (Window 20) | 141 | MTT 101 -2.5A-20 (100/1A- Ring Type Metering ENCP MTR1 SCND 1 A- CLS 3- BRDN 2.5VA) | 4734 | 3003187 | 85381090
4733 | Finished Good | Metering Current Transformers | ENCAPSULATED CT ( ROUND ID-80mm) | TAPE WOUND TERMINAL TYPE (Window 80) | 145 | MTT 1005 -5C-80 (1000/5A- Ring Type Metering ENCP MTR5 SCND 5A- CLS 0.5- BRDN 5VA) | 4733 | 3002517 | 85381090
4732 | Finished Good | Metering Current Transformers | ENCAPSULATED CT ( ROUND ID-80mm) | TAPE WOUND TERMINAL TYPE (Window 80) | 145 | MTT 1005 -15B-80 (1000/5A- Ring Type Metering ENCP MTR5 SCND 5A- CLS 1- BRDN 15VA) | 4732 | 3002439 | 85381090
4731 | Finished Good | Metering Current Transformers | ENCAPSULATED CT ( ROUND ID-80mm) | TAPE WOUND TERMINAL TYPE (Window 80) | 145 | MTT 1005 -15A-80 (1000/5A- Ring Type Metering ENCP MTR5 SCND 5A- CLS 3- BRDN 15VA) | 4731 | 3002469 | 85381090
4730 | Finished Good | Metering Current Transformers | ENCAPSULATED CT ( ROUND ID-80mm) | TAPE WOUND TERMINAL TYPE (Window 80) | 145 | MTT 1005 -10C-80 (1000/5A- Ring Type Metering ENCP MTR5 SCND 5A- CLS 0.5- BRDN 10VA) | 4730 | 3002453 | 85381090
4729 | Finished Good | Metering Current Transformers | ENCAPSULATED CT ( ROUND ID-80mm) | TAPE WOUND TERMINAL TYPE (Window 80) | 145 | MTT 1005 -10B-80 (1000/5A- Ring Type Metering ENCP MTR5 SCND 5A- CLS 1- BRDN 10VA) | 4729 | 3002485 | 85381090
4728 | Finished Good | Metering Current Transformers | ENCAPSULATED CT ( ROUND ID-80mm) | TAPE WOUND TERMINAL TYPE (Window 80) | 145 | MTT 1005 -10A-80 (1000/5A- Ring Type Metering ENCP MTR5 SCND 5A- CLS 3- BRDN 10VA) | 4728 | 3002501 | 85381090
4727 | Finished Good | Metering Current Transformers | ENCAPSULATED CT ( ROUND ID-80mm) | TAPE WOUND TERMINAL TYPE (Window 80) | 145 | MTT 1001 -5C-80 (1000/1A- Ring Type Metering ENCP MTR5 SCND 1A- CLS 0.5- BRDN 5VA) | 4727 | 3002509 | 85381090
4726 | Finished Good | Metering Current Transformers | ENCAPSULATED CT ( ROUND ID-80mm) | TAPE WOUND TERMINAL TYPE (Window 80) | 145 | MTT 1001 -15B-80 (1000/1A- Ring Type Metering ENCP MTR5 SCND 1A- CLS 1- BRDN 15VA) | 4726 | 3002433 | 85381090
4725 | Finished Good | Metering Current Transformers | ENCAPSULATED CT ( ROUND ID-80mm) | TAPE WOUND TERMINAL TYPE (Window 80) | 145 | MTT 1001 -15A-80 (1000/1A- Ring Type Metering ENCP MTR5 SCND 1A- CLS 3- BRDN 15VA) | 4725 | 3002461 | 85381090
4724 | Finished Good | Metering Current Transformers | ENCAPSULATED CT ( ROUND ID-80mm) | TAPE WOUND TERMINAL TYPE (Window 80) | 145 | MTT 1001 -10C-80 (1000/1A- Ring Type Metering ENCP MTR5 SCND 1A- CLS 0.5- BRDN 10VA) | 4724 | 3002445 | 85381090
4723 | Finished Good | Metering Current Transformers | ENCAPSULATED CT ( ROUND ID-80mm) | TAPE WOUND TERMINAL TYPE (Window 80) | 145 | MTT 1001 -10B-80 (1000/1A- Ring Type Metering ENCP MTR5 SCND 1A- CLS 1- BRDN 10VA) | 4723 | 3002477 | 85381090
4722 | Finished Good | Metering Current Transformers | ENCAPSULATED CT ( ROUND ID-80mm) | TAPE WOUND TERMINAL TYPE (Window 80) | 145 | MTT 1001 -10A-80 (1000/1A- Ring Type Metering ENCP MTR5 SCND 1A- CLS 3- BRDN 10VA) | 4722 | 3002493 | 85381090
4721 | Out Sourced / Processed Material | THERMOSET MATERIAL | Consumable | CT CASE | 113 | MTT 1(Window 20) Red (encp RESIN CAST TW TERMINAL - MTR 1(ID 20)) | 4721 | 2001080 | 85381090
4720 | Out Sourced / Processed Material | THERMOSET MATERIAL | Consumable | CT CASE | 113 | MTT 1(Window 20) Grey (encp TW TERMINAL - MTR 1(ID 20)) | 4720 | 2001092 | 85381090
4719 | Finished Good | Metering Current Transformers | RECTANGULAR ENCAPSULATED CT ( WINDOW 105/35 ) | TAPE WOUND TERMINAL TYPE (Window 105/35) | 268 | MTS 805-15B-105/35 (800/5A- Rectangular Type Metering CT ENCP RC2 SCND 5 A- CLS 1- BRDN 15VA) | 4719 | 3003249 | 85381090
4718 | Finished Good | Metering Current Transformers | RECTANGULAR ENCAPSULATED CT ( WINDOW 105/35 ) | TAPE WOUND TERMINAL TYPE (Window 105/35) | 268 | MTS 805-10B-105/35 (800/5A- Rectangular Type Metering CT ENCP RC2 SCND 5 A- CLS 1- BRDN 10VA) | 4718 | 3003250 | 85381090
4717 | Finished Good | Metering Current Transformers | RECTANGULAR ENCAPSULATED CT ( WINDOW 105/35 ) | TAPE WOUND TERMINAL TYPE (Window 105/35) | 268 | MTS 801-15B-105/35 (800/1A- Rectangular Type Metering CT ENCP RC2 SCND 1 A- CLS 1- BRDN 15VA) | 4717 | 3003241 | 85381090
4716 | Finished Good | Metering Current Transformers | RECTANGULAR ENCAPSULATED CT ( WINDOW 105/35 ) | TAPE WOUND TERMINAL TYPE (Window 105/35) | 268 | MTS 801-10B-105/35 (800/1A- Rectangular Type Metering CT ENCP RC2 SCND 1 A- CLS 1- BRDN 10VA) | 4716 | 3003242 | 85381090
4715 | Finished Good | Metering Current Transformers | RECTANGULAR ENCAPSULATED CT ( WINDOW 105/35 ) | TAPE WOUND TERMINAL TYPE (Window 105/35) | 268 | MTS 605-10B-105/35 (600/5A- Rectangular Type Metering CT ENCP RC2 SCND 5 A- CLS 1- BRDN 10VA) | 4715 | 3003251 | 85381090
4714 | Finished Good | Metering Current Transformers | RECTANGULAR ENCAPSULATED CT ( WINDOW 105/35 ) | TAPE WOUND TERMINAL TYPE (Window 105/35) | 268 | MTS 601-10B-105/35 (600/1A- Rectangular Type Metering CT ENCP RC2 SCND 1 A- CLS 1- BRDN 10VA) | 4714 | 3003243 | 85381090
4713 | Finished Good | Metering Current Transformers | RECTANGULAR ENCAPSULATED CT ( WINDOW 65/25 ) | TAPE WOUND TERMINAL TYPE (Window 65/25) | 267 | MTS 505-10B-65/25 (500/5A- Rectangular Type Metering CT ENCP RC1 SCND 5 A- CLS 1- BRDN 10VA) | 4713 | 3003229 | 85381090
4712 | Finished Good | Metering Current Transformers | RECTANGULAR ENCAPSULATED CT ( WINDOW 105/35 ) | TAPE WOUND TERMINAL TYPE (Window 105/35) | 268 | MTS 505-10B-105/35 (500/5A- Rectangular Type Metering CT ENCP RC2 SCND 5 A- CLS 1- BRDN 10VA) | 4712 | 3003252 | 85381090
4711 | Finished Good | Metering Current Transformers | RECTANGULAR ENCAPSULATED CT ( WINDOW 65/25 ) | TAPE WOUND TERMINAL TYPE (Window 65/25) | 267 | MTS 501-10B-65/25 (500/1A- Rectangular Type Metering CT ENCP RC1 SCND 1 A- CLS 1- BRDN 10VA) | 4711 | 3003221 | 85381090
4710 | Finished Good | Metering Current Transformers | RECTANGULAR ENCAPSULATED CT ( WINDOW 105/35 ) | TAPE WOUND TERMINAL TYPE (Window 105/35) | 268 | MTS 501-10B-105/35 (500/1A- Rectangular Type Metering CT ENCP RC2 SCND 1 A- CLS 1- BRDN 10VA) | 4710 | 3003244 | 85381090
4709 | Finished Good | Metering Current Transformers | RECTANGULAR ENCAPSULATED CT ( WINDOW 170/90 ) | TAPE WOUND TERMINAL TYPE (Window 170/90) | 270 | MTS 5005-15B-170/90 (5000/5A- Rectangular Type MTRNG CT ENCP RC4 SCND 5 A- CLS 1- BRDN 15VA) | 4709 | 3003272 | 85381090
4708 | Finished Good | Metering Current Transformers | RECTANGULAR ENCAPSULATED CT ( WINDOW 170/90 ) | TAPE WOUND TERMINAL TYPE (Window 170/90) | 270 | MTS 5001-15B-170/90 (5000/1A- Rectangular Type MTRNG CT ENCP RC4 SCND 1 A- CLS 1- BRDN 15VA) | 4708 | 3003267 | 85381090
4707 | Finished Good | Metering Current Transformers | RECTANGULAR ENCAPSULATED CT ( WINDOW 65/25 ) | TAPE WOUND TERMINAL TYPE (Window 65/25) | 267 | MTS 405 -10B-65/25 (400/5A- Rectangular Type Metering CT ENCP RC1 SCND 5 A- CLS 1- BRDN 10VA) | 4707 | 3003230 | 85381090
4706 | Finished Good | Metering Current Transformers | RECTANGULAR ENCAPSULATED CT ( WINDOW 65/25 ) | TAPE WOUND TERMINAL TYPE (Window 65/25) | 267 | MTS 401 -10B-65/25 (400/1A- Rectangular Type Metering CT ENCP RC1 SCND 1 A- CLS 1- BRDN 10VA) | 4706 | 3003222 | 85381090
4705 | Finished Good | Metering Current Transformers | RECTANGULAR ENCAPSULATED CT ( WINDOW 170/90 ) | TAPE WOUND TERMINAL TYPE (Window 170/90) | 270 | MTS 4005-15B-170/90 (4000/5A- Rectangular Type MTRNG CT ENCP RC4 SCND 5 A- CLS 1- BRDN 15VA) | 4705 | 3003273 | 85381090
4704 | Finished Good | Metering Current Transformers | RECTANGULAR ENCAPSULATED CT ( WINDOW 155/50 ) | TAPE WOUND TERMINAL TYPE (Window 155/50) | 269 | MTS 4005-15B-155/50 (4000/5A- Rectangular Type MTRNG CT ENCP RC3 SCND 5 A- CLS 1- BRDN 15VA) | 4704 | 3003260 | 85381090
4703 | Finished Good | Metering Current Transformers | RECTANGULAR ENCAPSULATED CT ( WINDOW 170/90 ) | TAPE WOUND TERMINAL TYPE (Window 170/90) | 270 | MTS 4001-15B-170/90 (4000/1A- Rectangular Type MTRNG CT ENCP RC4 SCND 1 A- CLS 1- BRDN 15VA) | 4703 | 3003268 | 85381090
4702 | Finished Good | Metering Current Transformers | RECTANGULAR ENCAPSULATED CT ( WINDOW 155/50 ) | TAPE WOUND TERMINAL TYPE (Window 155/50) | 269 | MTS 4001-15B-155/50 (4000/1A- Rectangular Type MTRNG CT ENCP RC3 SCND 1 A- CLS 1- BRDN 15VA) | 4702 | 3003253 | 85381090
4701 | Finished Good | Metering Current Transformers | RECTANGULAR ENCAPSULATED CT ( WINDOW 170/90 ) | TAPE WOUND TERMINAL TYPE (Window 170/90) | 270 | MTS 3205-15B-170/90 (3200/5A- Rectangular Type MTRNG CT ENCP RC4 SCND 5 A- CLS 1- BRDN 15VA) | 4701 | 3003274 | 85381090
4700 | Finished Good | Metering Current Transformers | RECTANGULAR ENCAPSULATED CT ( WINDOW 155/50 ) | TAPE WOUND TERMINAL TYPE (Window 155/50) | 269 | MTS 3205-15B-155/50 (3200/5A- Rectangular Type MTRNG CT ENCP RC3 SCND 5 A- CLS 1- BRDN 15VA) | 4700 | 3003261 | 85381090
4699 | Finished Good | Metering Current Transformers | RECTANGULAR ENCAPSULATED CT ( WINDOW 170/90 ) | TAPE WOUND TERMINAL TYPE (Window 170/90) | 270 | MTS 3201-15B-170/90 (3200/1A- Rectangular Type MTRNG CT ENCP RC4 SCND 1 A- CLS 1- BRDN 15VA) | 4699 | 3003269 | 85381090
4698 | Finished Good | Metering Current Transformers | RECTANGULAR ENCAPSULATED CT ( WINDOW 155/50 ) | TAPE WOUND TERMINAL TYPE (Window 155/50) | 269 | MTS 3201-15B-155/50 (3200/1A- Rectangular Type MTRNG CT ENCP RC3 SCND 1 A- CLS 1- BRDN 15VA) | 4698 | 3003254 | 85381090
4697 | Finished Good | Metering Current Transformers | RECTANGULAR ENCAPSULATED CT ( WINDOW 65/25 ) | TAPE WOUND TERMINAL TYPE (Window 65/25) | 267 | MTS 305 -5B-65/25 (300/5A- Rectangular Type Metering CT ENCP RC1 SCND 5 A- CLS 1- BRDN 5VA) | 4697 | 3003232 | 85381090
4696 | Finished Good | Metering Current Transformers | RECTANGULAR ENCAPSULATED CT ( WINDOW 65/25 ) | TAPE WOUND TERMINAL TYPE (Window 65/25) | 267 | MTS 305 -10B-65/25 (300/5A- Rectangular Type Metering CT ENCP RC1 SCND 5 A- CLS 1- BRDN 10VA) | 4696 | 3003231 | 85381090
4695 | Finished Good | Metering Current Transformers | RECTANGULAR ENCAPSULATED CT ( WINDOW 65/25 ) | TAPE WOUND TERMINAL TYPE (Window 65/25) | 267 | MTS 301 -5B-65/25 (300/1A- Rectangular Type Metering CT ENCP RC1 SCND 1 A- CLS 1- BRDN 5VA) | 4695 | 3003224 | 85381090
4694 | Finished Good | Metering Current Transformers | RECTANGULAR ENCAPSULATED CT ( WINDOW 65/25 ) | TAPE WOUND TERMINAL TYPE (Window 65/25) | 267 | MTS 301 -10B-65/25 (300/1A- Rectangular Type Metering CT ENCP RC1 SCND 1 A- CLS 1- BRDN 10VA) | 4694 | 3003223 | 85381090
4693 | Finished Good | Metering Current Transformers | RECTANGULAR ENCAPSULATED CT ( WINDOW 170/90 ) | TAPE WOUND TERMINAL TYPE (Window 170/90) | 270 | MTS 3005-15B-170/90 (3000/5A- Rectangular Type MTRNG CT ENCP RC4 SCND 5 A- CLS 1- BRDN 15VA) | 4693 | 3003275 | 85381090
4692 | Finished Good | Metering Current Transformers | RECTANGULAR ENCAPSULATED CT ( WINDOW 155/50 ) | TAPE WOUND TERMINAL TYPE (Window 155/50) | 269 | MTS 3005-15B-155/50 (3000/5A- Rectangular Type MTRNG CT ENCP RC3 SCND 5 A- CLS 1- BRDN 15VA) | 4692 | 3003262 | 85381090
4691 | Finished Good | Metering Current Transformers | RECTANGULAR ENCAPSULATED CT ( WINDOW 170/90 ) | TAPE WOUND TERMINAL TYPE (Window 170/90) | 270 | MTS 3001-15B-170/90 (3000/1A- Rectangular Type MTRNG CT ENCP RC4 SCND 1 A- CLS 1- BRDN 15VA) | 4691 | 3003270 | 85381090
4690 | Finished Good | Metering Current Transformers | RECTANGULAR ENCAPSULATED CT ( WINDOW 155/50 ) | TAPE WOUND TERMINAL TYPE (Window 155/50) | 269 | MTS 3001-15B-155/50 (3000/1A- Rectangular Type MTRNG CT ENCP RC3 SCND 1 A- CLS 1- BRDN 15VA) | 4690 | 3003255 | 85381090
4689 | Finished Good | Metering Current Transformers | RECTANGULAR ENCAPSULATED CT ( WINDOW 65/25 ) | TAPE WOUND TERMINAL TYPE (Window 65/25) | 267 | MTS 255 -5B-65/25 (250/5A- Rectangular Type Metering CT ENCP RC1 SCND 5 A- CLS 1- BRDN 5VA) | 4689 | 3003234 | 85381090
4688 | Finished Good | Metering Current Transformers | RECTANGULAR ENCAPSULATED CT ( WINDOW 65/25 ) | TAPE WOUND TERMINAL TYPE (Window 65/25) | 267 | MTS 255 -10B-65/25 (250/5A- Rectangular Type Metering CT ENCP RC1 SCND 5 A- CLS 1- BRDN 10VA) | 4688 | 3003233 | 85381090
4687 | Finished Good | Metering Current Transformers | RECTANGULAR ENCAPSULATED CT ( WINDOW 65/25 ) | TAPE WOUND TERMINAL TYPE (Window 65/25) | 267 | MTS 251 -5B-65/25 (250/1A- Rectangular Type Metering CT ENCP RC1 SCND 1 A- CLS 1- BRDN 5VA) | 4687 | 3003226 | 85381090
4686 | Finished Good | Metering Current Transformers | RECTANGULAR ENCAPSULATED CT ( WINDOW 65/25 ) | TAPE WOUND TERMINAL TYPE (Window 65/25) | 267 | MTS 251 -10B-65/25 (250/1A- Rectangular Type Metering CT ENCP RC1 SCND 1 A- CLS 1- BRDN 10VA) | 4686 | 3003225 | 85381090
4685 | Finished Good | Metering Current Transformers | RECTANGULAR ENCAPSULATED CT ( WINDOW 170/90 ) | TAPE WOUND TERMINAL TYPE (Window 170/90) | 270 | MTS 2505-15B-170/90 (2500/5A- Rectangular Type MTRNG CT ENCP RC4 SCND 5 A- CLS 1- BRDN 15VA) | 4685 | 3003276 | 85381090
4684 | Finished Good | Metering Current Transformers | RECTANGULAR ENCAPSULATED CT ( WINDOW 155/50 ) | TAPE WOUND TERMINAL TYPE (Window 155/50) | 269 | MTS 2505-15B-155/50 (2500/5A- Rectangular Type MTRNG CT ENCP RC3 SCND 5 A- CLS 1- BRDN 15VA) | 4684 | 3003263 | 85381090
4683 | Finished Good | Metering Current Transformers | RECTANGULAR ENCAPSULATED CT ( WINDOW 170/90 ) | TAPE WOUND TERMINAL TYPE (Window 170/90) | 270 | MTS 2501-15B-170/90 (2500/1A- Rectangular Type MTRNG CT ENCP RC4 SCND 1 A- CLS 1- BRDN 15VA) | 4683 | 3003271 | 85381090
4682 | Finished Good | Metering Current Transformers | RECTANGULAR ENCAPSULATED CT ( WINDOW 155/50 ) | TAPE WOUND TERMINAL TYPE (Window 155/50) | 269 | MTS 2501-15B-155/50 (2500/1A- Rectangular Type MTRNG CT ENCP RC3 SCND 1 A- CLS 1- BRDN 15VA) | 4682 | 3003256 | 85381090
4681 | Finished Good | Metering Current Transformers | RECTANGULAR ENCAPSULATED CT ( WINDOW 65/25 ) | TAPE WOUND TERMINAL TYPE (Window 65/25) | 267 | MTS 205 -5B-65/25 (200/5A- Rectangular Type Metering CT ENCP RC1 SCND 5 A- CLS 1- BRDN 5VA) | 4681 | 3003236 | 85381090
4680 | Finished Good | Metering Current Transformers | RECTANGULAR ENCAPSULATED CT ( WINDOW 65/25 ) | TAPE WOUND TERMINAL TYPE (Window 65/25) | 267 | MTS 205 -10B-65/25 (200/5A- Rectangular Type Metering CT ENCP RC1 SCND 5 A- CLS 1- BRDN 10VA) | 4680 | 3003235 | 85381090
4679 | Finished Good | Metering Current Transformers | RECTANGULAR ENCAPSULATED CT ( WINDOW 65/25 ) | TAPE WOUND TERMINAL TYPE (Window 65/25) | 267 | MTS 201 -5B-65/25 (200/1A- Rectangular Type Metering CT ENCP RC1 SCND 1 A- CLS 1- BRDN 5VA) | 4679 | 3003228 | 85381090
4678 | Finished Good | Metering Current Transformers | RECTANGULAR ENCAPSULATED CT ( WINDOW 65/25 ) | TAPE WOUND TERMINAL TYPE (Window 65/25) | 267 | MTS 201 -10B-65/25 (200/1A- Rectangular Type Metering CT ENCP RC1 SCND 1 A- CLS 1- BRDN 10VA) | 4678 | 3003227 | 85381090
4677 | Finished Good | Metering Current Transformers | RECTANGULAR ENCAPSULATED CT ( WINDOW 155/50 ) | TAPE WOUND TERMINAL TYPE (Window 155/50) | 269 | MTS 2005-15B-155/50 (2000/5A- Rectangular Type MTRNG CT ENCP RC3 SCND 5 A- CLS 1- BRDN 15VA) | 4677 | 3003264 | 85381090
4676 | Finished Good | Metering Current Transformers | RECTANGULAR ENCAPSULATED CT ( WINDOW 155/50 ) | TAPE WOUND TERMINAL TYPE (Window 155/50) | 269 | MTS 2001-15B-155/50 (2000/1A- Rectangular Type MTRNG CT ENCP RC3 SCND 1 A- CLS 1- BRDN 15VA) | 4676 | 3003257 | 85381090
4675 | Finished Good | Metering Current Transformers | RECTANGULAR ENCAPSULATED CT ( WINDOW 155/50 ) | TAPE WOUND TERMINAL TYPE (Window 155/50) | 269 | MTS 1605-15B-155/50 (1600/5A- Rectangular Type MTRNG CT ENCP RC3 SCND 5 A- CLS 1- BRDN 15VA) | 4675 | 3003265 | 85381090
4674 | Finished Good | Metering Current Transformers | RECTANGULAR ENCAPSULATED CT ( WINDOW 155/50 ) | TAPE WOUND TERMINAL TYPE (Window 155/50) | 269 | MTS 1601-15B-155/50 (1600/1A- Rectangular Type MTRNG CT ENCP RC3 SCND 1 A- CLS 1- BRDN 15VA) | 4674 | 3003258 | 85381090
4673 | Finished Good | Metering Current Transformers | RECTANGULAR ENCAPSULATED CT ( WINDOW 155/50 ) | TAPE WOUND TERMINAL TYPE (Window 155/50) | 269 | MTS 1505-15B-155/50 (1500/5A- Rectangular Type MTRNG CT ENCP RC3 SCND 5 A- CLS 1- BRDN 15VA) | 4673 | 3003266 | 85381090
4672 | Finished Good | Metering Current Transformers | RECTANGULAR ENCAPSULATED CT ( WINDOW 105/35 ) | TAPE WOUND TERMINAL TYPE (Window 105/35) | 268 | MTS 1505-15B-105/35 (1500/5A- Rectangular Type MTRNG CT ENCP RC2 SCND 5 A- CLS 1- BRDN 15VA) | 4672 | 3003245 | 85381090
4671 | Finished Good | Metering Current Transformers | RECTANGULAR ENCAPSULATED CT ( WINDOW 155/50 ) | TAPE WOUND TERMINAL TYPE (Window 155/50) | 269 | MTS 1501-15B-155/50 (1500/1A- Rectangular Type MTRNG CT ENCP RC3 SCND 1 A- CLS 1- BRDN 15VA) | 4671 | 3003259 | 85381090
4670 | Finished Good | Metering Current Transformers | RECTANGULAR ENCAPSULATED CT ( WINDOW 105/35 ) | TAPE WOUND TERMINAL TYPE (Window 105/35) | 268 | MTS 1501-15B-105/35 (1500/1A- Rectangular Type MTRNG CT ENCP RC2 SCND 1 A- CLS 1- BRDN 15VA) | 4670 | 3003237 | 85381090
4669 | Finished Good | Metering Current Transformers | RECTANGULAR ENCAPSULATED CT ( WINDOW 105/35 ) | TAPE WOUND TERMINAL TYPE (Window 105/35) | 268 | MTS 1205-15B-105/35 (1200/5A- Rectangular Type MTRNG CT ENCP RC2 SCND 5 A- CLS 1- BRDN 15VA) | 4669 | 3003246 | 85381090
4668 | Finished Good | Metering Current Transformers | RECTANGULAR ENCAPSULATED CT ( WINDOW 105/35 ) | TAPE WOUND TERMINAL TYPE (Window 105/35) | 268 | MTS 1201-15B-105/35 (1200/1A- Rectangular Type MTRNG CT ENCP RC2 SCND 1 A- CLS 1- BRDN 15VA) | 4668 | 3003238 | 85381090
4667 | Finished Good | Metering Current Transformers | RECTANGULAR ENCAPSULATED CT ( WINDOW 105/35 ) | TAPE WOUND TERMINAL TYPE (Window 105/35) | 268 | MTS 1005-15B-105/35 (1000/5A- Rectangular Type MTRNG CT ENCP RC2 SCND 5 A- CLS 1- BRDN 15VA) | 4667 | 3003247 | 85381090
4666 | Finished Good | Metering Current Transformers | RECTANGULAR ENCAPSULATED CT ( WINDOW 105/35 ) | TAPE WOUND TERMINAL TYPE (Window 105/35) | 268 | MTS 1005-10B-105/35 (1000/5A- Rectangular Type MTRNG CT ENCP RC2 SCND 5 A- CLS 1- BRDN 10VA) | 4666 | 3003248 | 85381090
4665 | Finished Good | Metering Current Transformers | RECTANGULAR ENCAPSULATED CT ( WINDOW 105/35 ) | TAPE WOUND TERMINAL TYPE (Window 105/35) | 268 | MTS 1001-15B-105/35 (1000/1A- Rectangular Type MTRNG CT ENCP RC2 SCND 1 A- CLS 1- BRDN 15VA) | 4665 | 3003239 | 85381090
4664 | Finished Good | Metering Current Transformers | RECTANGULAR ENCAPSULATED CT ( WINDOW 105/35 ) | TAPE WOUND TERMINAL TYPE (Window 105/35) | 268 | MTS 1001-10B-105/35 (1000/1A- Rectangular Type MTRNG CT ENCP RC2 SCND 1 A- CLS 1- BRDN 10VA) | 4664 | 3003240 | 85381090
4663 | Finished Good | Low Voltage Busbar Supports & Connector | SMC/DMC Busbar Supports & Connector | Insulators for Vertical/Horizontal Bars | 323 | MTPN-50 (Hor Quadripolar BBS- 4R x 50mm busbar- 265mm - SMC Ivory ) | 4663 | 3004847 | 85381090
4662 | Finished Good | Low Voltage Busbar Supports & Connector | SMC/DMC Busbar Supports & Connector | Insulators for Vertical/Horizontal Bars | 323 | MTP-50 (Tripolar BBS- 3R x 50mm Busbar- 215mm - SMC Ivory ) | 4662 | 3004846 | 85381090
4661 | Finished Good | Medium Voltage Standoff Insulators | Thermoset DMC/BMC | Pado | 241 | MT80300 (PDMV80300-CAST RESIN MS INSERT) | 4661 | 3003718 | 85381090
4660 | Finished Good | Medium Voltage Standoff Insulators | Thermoset DMC/BMC | Pado | 241 | MT70210 (PDMV70210-CAST RESIN MS INSERT) | 4660 | 3003719 | 85381090
4659 | Finished Good | Medium Voltage Standoff Insulators | Thermoset DMC/BMC | Pado | 241 | MT60130 (PDMV60130-CAST RESIN MS INSERT) | 4659 | 3003720 | 85381090
4658 | Finished Good | Medium Voltage Standoff Insulators | Thermoset DMC/BMC | Pado | 241 | MT06090 (PDMV6090-CAST RESIN MS INSERT) | 4658 | 3003721 | 85381090
4657 | Finished Good | Medium Voltage Standoff Insulators | Thermoset DMC/BMC | Pado | 241 | MT06075 (PDMV6075-CAST RESIN MS INSERT) | 4657 | 3003722 | 85381090
4656 | Finished Good | Medium Voltage Standoff Insulators | Thermoset DMC/BMC | Pado | 241 | MT02000 (MV859060-CAST RESIN MS INSERT) | 4656 | 3003723 | 85381090
4655 | Finished Good | Medium Voltage Standoff Insulators | Thermoset DMC/BMC | Pado | 241 | MT01000 (MV606560- CAST RESIN MS INSERT) | 4655 | 3003724 | 85381090
4654 | Finished Good | Metering Current Transformers | ENCAPSULATED CT ( ROUND ID-30mm) | RESIN CAST WIRE TYPE (Window 30) | 133 | MRW 85 -5C-30 (80/5A- Ring Type Metering ENCP RS CAST MTR2 SCND 5 A- CLS 0.5- BRDN 5VA) | 4654 | 3001955 | 85381090
4653 | Finished Good | Metering Current Transformers | ENCAPSULATED CT ( ROUND ID-30mm) | RESIN CAST WIRE TYPE (Window 30) | 133 | MRW 85 -5B-30 (80/5A- Ring Type Metering ENCP RS CAST MTR2 SCND 5 A- CLS 1- BRDN 5VA) | 4653 | 3001999 | 85381090
4652 | Finished Good | Metering Current Transformers | ENCAPSULATED CT ( ROUND ID-20mm) | RESIN CAST WIRE TYPE (Window 20) | 132 | MRW 85 -5B -20 (80/5A- Ring Type Metering ENCP RS CAST MTR1 SCND 5 A- CLS 1- BRDN 5VA) | 4652 | 3002195 | 85381090
4651 | Finished Good | Metering Current Transformers | ENCAPSULATED CT ( ROUND ID-30mm) | RESIN CAST WIRE TYPE (Window 30) | 133 | MRW 85 -5A-30 (80/5A- Ring Type Metering ENCP RS CAST MTR2 SCND 5 A- CLS 3- BRDN 5VA) | 4651 | 3002043 | 85381090
4650 | Finished Good | Metering Current Transformers | ENCAPSULATED CT ( ROUND ID-20mm) | RESIN CAST WIRE TYPE (Window 20) | 132 | MRW 85 -5A -20 (80/5A- Ring Type Metering ENCP RS CAST MTR1 SCND 5 A- CLS 3- BRDN 5VA) | 4650 | 3002231 | 85381090
4649 | Finished Good | Metering Current Transformers | ENCAPSULATED CT ( ROUND ID-30mm) | RESIN CAST WIRE TYPE (Window 30) | 133 | MRW 85 -2.5C-30 (80/5A- Ring Type MTRNG ENCP RS CAST MTR2 SCND 5 A- CLS 0.5- BRDN 2.5VA) | 4649 | 3002087 | 85381090
4648 | Finished Good | Metering Current Transformers | ENCAPSULATED CT ( ROUND ID-20mm) | RESIN CAST WIRE TYPE (Window 20) | 132 | MRW 85 -2.5C -20 (80/5A- Ring Type MTRNG ENCP RS CAST MTR1 SCND 5 A- CLS 0.5- BRDN 2.5VA) | 4648 | 3002267 | 85381090
4647 | Finished Good | Metering Current Transformers | ENCAPSULATED CT ( ROUND ID-30mm) | RESIN CAST WIRE TYPE (Window 30) | 133 | MRW 85 -2.5B-30 (80/5A- Ring Type Metering ENCP RS CAST MTR2 SCND 5 A- CLS 1- BRDN 2.5VA) | 4647 | 3002123 | 85381090
4646 | Finished Good | Metering Current Transformers | ENCAPSULATED CT ( ROUND ID-20mm) | RESIN CAST WIRE TYPE (Window 20) | 132 | MRW 85 -2.5B -20 (80/5A- Ring Type Metering ENCP RS CAST MTR1 SCND 5 A- CLS 1- BRDN 2.5VA) | 4646 | 3002303 | 85381090
4645 | Finished Good | Metering Current Transformers | ENCAPSULATED CT ( ROUND ID-30mm) | RESIN CAST WIRE TYPE (Window 30) | 133 | MRW 85 -2.5A-30 (80/5A- Ring Type Metering ENCP RS CAST MTR2 SCND 5 A- CLS 3- BRDN 2.5VA) | 4645 | 3002159 | 85381090
4644 | Finished Good | Metering Current Transformers | ENCAPSULATED CT ( ROUND ID-20mm) | RESIN CAST WIRE TYPE (Window 20) | 132 | MRW 85 -2.5A -20 (80/5A- Ring Type Metering ENCP RS CAST MTR1 SCND 5 A- CLS 3- BRDN 2.5VA) | 4644 | 3002339 | 85381090
4643 | Finished Good | Metering Current Transformers | ENCAPSULATED CT ( ROUND ID-30mm) | RESIN CAST WIRE TYPE (Window 30) | 133 | MRW 81 -5C-30 (80/1A- Ring Type Metering ENCP RS CAST MTR2 SCND 1 A- CLS 0.5- BRDN 5VA) | 4643 | 3001933 | 85381090
4642 | Finished Good | Metering Current Transformers | ENCAPSULATED CT ( ROUND ID-30mm) | RESIN CAST WIRE TYPE (Window 30) | 133 | MRW 81 -5B-30 (80/1A- Ring Type Metering ENCP RS CAST MTR2 SCND 1 A- CLS 1- BRDN 5VA) | 4642 | 3001977 | 85381090
4641 | Finished Good | Metering Current Transformers | ENCAPSULATED CT ( ROUND ID-20mm) | RESIN CAST WIRE TYPE (Window 20) | 132 | MRW 81 -5B-20 (80/1A- Ring Type Metering ENCP RS CAST MTR1 SCND 1 A- CLS 1- BRDN 5VA) | 4641 | 3002177 | 85381090
4640 | Finished Good | Metering Current Transformers | ENCAPSULATED CT ( ROUND ID-30mm) | RESIN CAST WIRE TYPE (Window 30) | 133 | MRW 81 -5A-30 (80/1A- Ring Type Metering ENCP RS CAST MTR2 SCND 1 A- CLS 3- BRDN 5VA) | 4640 | 3002021 | 85381090
4639 | Finished Good | Metering Current Transformers | ENCAPSULATED CT ( ROUND ID-20mm) | RESIN CAST WIRE TYPE (Window 20) | 132 | MRW 81 -5A -20 (80/1A- Ring Type Metering ENCP RS CAST MTR1 SCND 1 A- CLS 3- BRDN 5VA) | 4639 | 3002213 | 85381090
4638 | Finished Good | Metering Current Transformers | ENCAPSULATED CT ( ROUND ID-30mm) | RESIN CAST WIRE TYPE (Window 30) | 133 | MRW 81 -2.5C-30 (80/1A- Ring Type MTRNG ENCP RS CAST MTR2 SCND 1 A- CLS 0.5- BRDN 2.5VA) | 4638 | 3002065 | 85381090
4637 | Finished Good | Metering Current Transformers | ENCAPSULATED CT ( ROUND ID-20mm) | RESIN CAST WIRE TYPE (Window 20) | 132 | MRW 81 -2.5C -20 (80/1A- Ring Type MTRNG ENCP RS CAST MTR1 SCND 1 A- CLS 0.5- BRDN 2.5VA) | 4637 | 3002249 | 85381090
4636 | Finished Good | Metering Current Transformers | ENCAPSULATED CT ( ROUND ID-30mm) | RESIN CAST WIRE TYPE (Window 30) | 133 | MRW 81 -2.5B-30 (80/1A- Ring Type Metering ENCP RS CAST MTR2 SCND 1 A- CLS 1- BRDN 2.5VA) | 4636 | 3002105 | 85381090
4635 | Finished Good | Metering Current Transformers | ENCAPSULATED CT ( ROUND ID-20mm) | RESIN CAST WIRE TYPE (Window 20) | 132 | MRW 81 -2.5B -20 (80/1A- Ring Type Metering ENCP RS CAST MTR1 SCND 1 A- CLS 1- BRDN 2.5VA) | 4635 | 3002285 | 85381090
4634 | Finished Good | Metering Current Transformers | ENCAPSULATED CT ( ROUND ID-30mm) | RESIN CAST WIRE TYPE (Window 30) | 133 | MRW 81 -2.5A-30 (80/1A- Ring Type Metering ENCP RS CAST MTR2 SCND 1 A- CLS 3- BRDN 2.5VA) | 4634 | 3002141 | 85381090
4633 | Finished Good | Metering Current Transformers | ENCAPSULATED CT ( ROUND ID-20mm) | RESIN CAST WIRE TYPE (Window 20) | 132 | MRW 81 -2.5A -20 (80/1A- Ring Type Metering ENCP RS CAST MTR1 SCND 1 A- CLS 3- BRDN 2.5VA) | 4633 | 3002321 | 85381090
4632 | Finished Good | Metering Current Transformers | ENCAPSULATED CT ( ROUND ID-80mm) | RESIN CAST WIRE TYPE (Window 80) | 136 | MRW 805 -5C-80 (800/5A- Ring Type Metering ENCP RS CAST MTR5 SCND 5A- CLS 0.5- BRDN 5VA) | 4632 | 3001646 | 85381090
4631 | Finished Good | Metering Current Transformers | ENCAPSULATED CT ( ROUND ID-80mm) | RESIN CAST WIRE TYPE (Window 80) | 136 | MRW 805 -15B-80 (800/5A- Ring Type Metering ENCP RS CAST MTR5 SCND 5A- CLS 1- BRDN 15VA) | 4631 | 3001567 | 85381090
4630 | Finished Good | Metering Current Transformers | ENCAPSULATED CT ( ROUND ID-80mm) | RESIN CAST WIRE TYPE (Window 80) | 136 | MRW 805 -15A-80 (800/5A- Ring Type Metering ENCP RS CAST MTR5 SCND 5A- CLS 3- BRDN 15VA) | 4630 | 3001598 | 85381090
4629 | Finished Good | Metering Current Transformers | ENCAPSULATED CT ( ROUND ID-80mm) | RESIN CAST WIRE TYPE (Window 80) | 136 | MRW 805 -10C-80 (800/5A- Ring Type Metering ENCP RS CAST MTR5 SCND 5A- CLS 0.5- BRDN 10VA) | 4629 | 3001582 | 85381090
4628 | Finished Good | Metering Current Transformers | ENCAPSULATED CT ( ROUND ID-80mm) | RESIN CAST WIRE TYPE (Window 80) | 136 | MRW 805 -10B-80 (800/5A- Ring Type Metering ENCP RS CAST MTR5 SCND 5A- CLS 1- BRDN 10VA) | 4628 | 3001614 | 85381090
4627 | Finished Good | Metering Current Transformers | ENCAPSULATED CT ( ROUND ID-80mm) | RESIN CAST WIRE TYPE (Window 80) | 136 | MRW 805 -10A-80 (800/5A- Ring Type Metering ENCP RS CAST MTR5 SCND 5A- CLS 3- BRDN 10VA) | 4627 | 3001630 | 85381090
4626 | Finished Good | Metering Current Transformers | ENCAPSULATED CT ( ROUND ID-80mm) | RESIN CAST WIRE TYPE (Window 80) | 136 | MRW 801 -5C-80 (800/1A- Ring Type Metering ENCP RS CAST MTR5 SCND 1A- CLS 0.5- BRDN 5VA) | 4626 | 3001638 | 85381090
4625 | Finished Good | Metering Current Transformers | ENCAPSULATED CT ( ROUND ID-80mm) | RESIN CAST WIRE TYPE (Window 80) | 136 | MRW 801 -15B-80 (800/1A- Ring Type Metering ENCP RS CAST MTR5 SCND 1A- CLS 1- BRDN 15VA) | 4625 | 3001561 | 85381090
4624 | Finished Good | Metering Current Transformers | ENCAPSULATED CT ( ROUND ID-80mm) | RESIN CAST WIRE TYPE (Window 80) | 136 | MRW 801 -15A-80 (800/1A- Ring Type Metering ENCP RS CAST MTR5 SCND 1A- CLS 3- BRDN 15VA) | 4624 | 3001590 | 85381090
4623 | Finished Good | Metering Current Transformers | ENCAPSULATED CT ( ROUND ID-80mm) | RESIN CAST WIRE TYPE (Window 80) | 136 | MRW 801 -10C-80 (800/1A- Ring Type Metering ENCP RS CAST MTR5 SCND 1A- CLS 0.5- BRDN 10VA) | 4623 | 3001574 | 85381090
4622 | Finished Good | Metering Current Transformers | ENCAPSULATED CT ( ROUND ID-80mm) | RESIN CAST WIRE TYPE (Window 80) | 136 | MRW 801 -10B-80 (800/1A- Ring Type Metering ENCP RS CAST MTR5 SCND 1A- CLS 1- BRDN 10VA) | 4622 | 3001606 | 85381090
4621 | Finished Good | Metering Current Transformers | ENCAPSULATED CT ( ROUND ID-80mm) | RESIN CAST WIRE TYPE (Window 80) | 136 | MRW 801 -10A-80 (800/1A- Ring Type Metering ENCP RS CAST MTR5 SCND 1A- CLS 3- BRDN 10VA) | 4621 | 3001622 | 85381090
4620 | Finished Good | Metering Current Transformers | ENCAPSULATED CT ( ROUND ID-30mm) | RESIN CAST WIRE TYPE (Window 30) | 133 | MRW 65 -5C-30-(2T) (60/5A- Ring Type Metering ENCP RS CAST MTR2 SCND 5 A- CLS 0.5- BRDN 5VA) | 4620 | 3001956 | 85381090
4619 | Finished Good | Metering Current Transformers | ENCAPSULATED CT ( ROUND ID-30mm) | RESIN CAST WIRE TYPE (Window 30) | 133 | MRW 65 -5B-30-(2T) (60/5A- Ring Type Metering ENCP RS CAST MTR2 SCND 5 A- CLS 1- BRDN 5VA) | 4619 | 3002000 | 85381090
4618 | Finished Good | Metering Current Transformers | ENCAPSULATED CT ( ROUND ID-20mm) | RESIN CAST WIRE TYPE (Window 20) | 132 | MRW 65 -5B-20-2T (60/5A- Ring Type Metering ENCP RS CAST MTR1 SCND 5 A- CLS 1- BRDN 5VA) | 4618 | 3002196 | 85381090
4617 | Finished Good | Metering Current Transformers | ENCAPSULATED CT ( ROUND ID-30mm) | RESIN CAST WIRE TYPE (Window 30) | 133 | MRW 65 -5A-30-(2T) (60/5A- Ring Type Metering ENCP RS CAST MTR2 SCND 5 A- CLS 3- BRDN 5VA) | 4617 | 3002044 | 85381090
4616 | Finished Good | Metering Current Transformers | ENCAPSULATED CT ( ROUND ID-20mm) | RESIN CAST WIRE TYPE (Window 20) | 132 | MRW 65 -5A-20-2T (60/5A- Ring Type Metering ENCP RS CAST MTR1 SCND 5 A- CLS 3- BRDN 5VA) | 4616 | 3002232 | 85381090
4615 | Finished Good | Metering Current Transformers | ENCAPSULATED CT ( ROUND ID-30mm) | RESIN CAST WIRE TYPE (Window 30) | 133 | MRW 65 -2.5C-30-(2T) (60/5A- Ring Type MTRNG ENCP RS CAST MTR2 SCND 5 A- CLS 0.5- BRDN 2.5VA) | 4615 | 3002088 | 85381090
4614 | Finished Good | Metering Current Transformers | ENCAPSULATED CT ( ROUND ID-20mm) | RESIN CAST WIRE TYPE (Window 20) | 132 | MRW 65 -2.5C-20-2T (60/5A- Ring Type MTRNG ENCP RS CAST MTR1 SCND 5 A- CLS 0.5- BRDN 2.5VA) | 4614 | 3002268 | 85381090
4613 | Finished Good | Metering Current Transformers | ENCAPSULATED CT ( ROUND ID-30mm) | RESIN CAST WIRE TYPE (Window 30) | 133 | MRW 65 -2.5B-30-(2T) (60/5A- Ring Type Metering ENCP RS CAST MTR2 SCND 5 A- CLS 1- BRDN 2.5VA) | 4613 | 3002124 | 85381090
4612 | Finished Good | Metering Current Transformers | ENCAPSULATED CT ( ROUND ID-20mm) | RESIN CAST WIRE TYPE (Window 20) | 132 | MRW 65 -2.5B-20-2T (60/5A- Ring Type Metering ENCP RS CAST MTR1 SCND 5 A- CLS 1- BRDN 2.5VA) | 4612 | 3002304 | 85381090
4611 | Finished Good | Metering Current Transformers | ENCAPSULATED CT ( ROUND ID-30mm) | RESIN CAST WIRE TYPE (Window 30) | 133 | MRW 65 -2.5A-30-(2T) (60/5A- Ring Type Metering ENCP RS CAST MTR2 SCND 5 A- CLS 3- BRDN 2.5VA) | 4611 | 3002160 | 85381090
4610 | Finished Good | Metering Current Transformers | ENCAPSULATED CT ( ROUND ID-20mm) | RESIN CAST WIRE TYPE (Window 20) | 132 | MRW 65 -2.5A-20-2T (60/5A- Ring Type Metering ENCP RS CAST MTR1 SCND 5 A- CLS 3- BRDN 2.5VA) | 4610 | 3002340 | 85381090
4609 | Finished Good | Metering Current Transformers | ENCAPSULATED CT ( ROUND ID-30mm) | RESIN CAST WIRE TYPE (Window 30) | 133 | MRW 61 -5C-30-(2T) (60/1A- Ring Type Metering ENCP RS CAST MTR2 SCND 1 A- CLS 0.5- BRDN 5VA) | 4609 | 3001934 | 85381090
4608 | Finished Good | Metering Current Transformers | ENCAPSULATED CT ( ROUND ID-30mm) | RESIN CAST WIRE TYPE (Window 30) | 133 | MRW 61 -5B-30-(2T) (60/1A- Ring Type Metering ENCP RS CAST MTR2 SCND 1 A- CLS 1- BRDN 5VA) | 4608 | 3001978 | 85381090
4607 | Finished Good | Metering Current Transformers | ENCAPSULATED CT ( ROUND ID-20mm) | RESIN CAST WIRE TYPE (Window 20) | 132 | MRW 61 -5B-20-2T (60/1A- Ring Type Metering ENCP RS CAST MTR1 SCND 1 A- CLS 1- BRDN 5VA) | 4607 | 3002178 | 85381090
4606 | Finished Good | Metering Current Transformers | ENCAPSULATED CT ( ROUND ID-30mm) | RESIN CAST WIRE TYPE (Window 30) | 133 | MRW 61 -5A-30-(2T) (60/1A- Ring Type Metering ENCP RS CAST MTR2 SCND 1 A- CLS 3- BRDN 5VA) | 4606 | 3002022 | 85381090
4605 | Finished Good | Metering Current Transformers | ENCAPSULATED CT ( ROUND ID-20mm) | RESIN CAST WIRE TYPE (Window 20) | 132 | MRW 61 -5A-20-2T (60/1A- Ring Type Metering ENCP RS CAST MTR1 SCND 1 A- CLS 3- BRDN 5VA) | 4605 | 3002214 | 85381090
4604 | Finished Good | Metering Current Transformers | ENCAPSULATED CT ( ROUND ID-30mm) | RESIN CAST WIRE TYPE (Window 30) | 133 | MRW 61 -2.5C-30-(2T) (60/1A- Ring Type MTRNG ENCP RS CAST MTR2 SCND 1 A- CLS 0.5- BRDN 2.5VA) | 4604 | 3002066 | 85381090
4603 | Finished Good | Metering Current Transformers | ENCAPSULATED CT ( ROUND ID-20mm) | RESIN CAST WIRE TYPE (Window 20) | 132 | MRW 61 -2.5C-20-2T (60/1A- Ring Type MTRNG ENCP RS CAST MTR1 SCND 1 A- CLS 0.5- BRDN 2.5VA) | 4603 | 3002250 | 85381090
4602 | Finished Good | Metering Current Transformers | ENCAPSULATED CT ( ROUND ID-30mm) | RESIN CAST WIRE TYPE (Window 30) | 133 | MRW 61 -2.5B-30-(2T) (60/1A- Ring Type Metering ENCP RS CAST MTR2 SCND 1 A- CLS 1- BRDN 2.5VA) | 4602 | 3002106 | 85381090
4601 | Finished Good | Metering Current Transformers | ENCAPSULATED CT ( ROUND ID-20mm) | RESIN CAST WIRE TYPE (Window 20) | 132 | MRW 61 -2.5B-20-2T (60/1A- Ring Type Metering ENCP RS CAST MTR1 SCND 1 A- CLS 1- BRDN 2.5VA) | 4601 | 3002286 | 85381090
4600 | Finished Good | Metering Current Transformers | ENCAPSULATED CT ( ROUND ID-30mm) | RESIN CAST WIRE TYPE (Window 30) | 133 | MRW 61 -2.5A-30-(2T) (60/1A- Ring Type Metering ENCP RS CAST MTR2 SCND 1 A- CLS 3- BRDN 2.5VA) | 4600 | 3002142 | 85381090
4599 | Finished Good | Metering Current Transformers | ENCAPSULATED CT ( ROUND ID-20mm) | RESIN CAST WIRE TYPE (Window 20) | 132 | MRW 61 -2.5A-20-2T (60/1A- Ring Type Metering ENCP RS CAST MTR1 SCND 1 A- CLS 3- BRDN 2.5VA) | 4599 | 3002322 | 85381090
4598 | Finished Good | Metering Current Transformers | ENCAPSULATED CT ( ROUND ID-80mm) | RESIN CAST WIRE TYPE (Window 80) | 136 | MRW 605 -5C-80 (600/5A- Ring Type Metering ENCP RS CAST MTR5 SCND 5A- CLS 0.5- BRDN 5VA) | 4598 | 3001647 | 85381090
4597 | Finished Good | Metering Current Transformers | ENCAPSULATED CT ( ROUND ID-57mm) | RESIN CAST WIRE TYPE (Window 57) | 135 | MRW 605 -5C-57 (600/5A- Ring Type Metering ENCP RS CAST MTR4 SCND 5A- CLS 0.5- BRDN 5VA) | 4597 | 3001737 | 85381090
4596 | Finished Good | Metering Current Transformers | ENCAPSULATED CT ( ROUND ID-80mm) | RESIN CAST WIRE TYPE (Window 80) | 136 | MRW 605 -5B-80 (600/5A- Ring Type Metering ENCP RS CAST MTR5 SCND 5A- CLS 1- BRDN 5VA) | 4596 | 3001655 | 85381090
4595 | Finished Good | Metering Current Transformers | ENCAPSULATED CT ( ROUND ID-57mm) | RESIN CAST WIRE TYPE (Window 57) | 135 | MRW 605 -5B-57 (600/5A- Ring Type Metering ENCP RS CAST MTR4 SCND 5A- CLS 1- BRDN 5VA) | 4595 | 3001753 | 85381090
4594 | Finished Good | Metering Current Transformers | ENCAPSULATED CT ( ROUND ID-80mm) | RESIN CAST WIRE TYPE (Window 80) | 136 | MRW 605 -5A-80 (600/1A- Ring Type Metering ENCP RS CAST MTR5 SCND 5A- CLS 3- BRDN 5VA) | 4594 | 3001661 | 85381090
4593 | Finished Good | Metering Current Transformers | ENCAPSULATED CT ( ROUND ID-57mm) | RESIN CAST WIRE TYPE (Window 57) | 135 | MRW 605 -5A-57 (600/5A- Ring Type Metering ENCP RS CAST MTR4 SCND 5A- CLS 3- BRDN 5VA) | 4593 | 3001769 | 85381090
4592 | Finished Good | Metering Current Transformers | ENCAPSULATED CT ( ROUND ID-80mm) | RESIN CAST WIRE TYPE (Window 80) | 136 | MRW 605 -15B-80 (600/5A- Ring Type Metering ENCP RS CAST MTR5 SCND 5A- CLS 1- BRDN 15VA) | 4592 | 3001568 | 85381090
4591 | Finished Good | Metering Current Transformers | ENCAPSULATED CT ( ROUND ID-80mm) | RESIN CAST WIRE TYPE (Window 80) | 136 | MRW 605 -15A-80 (600/5A- Ring Type Metering ENCP RS CAST MTR5 SCND 5A- CLS 3- BRDN 15VA) | 4591 | 3001599 | 85381090
4590 | Finished Good | Metering Current Transformers | ENCAPSULATED CT ( ROUND ID-57mm) | RESIN CAST WIRE TYPE (Window 57) | 135 | MRW 605 -15A-57 (600/5A- Ring Type Metering ENCP RS CAST MTR4 SCND 5A- CLS 3- BRDN 15VA) | 4590 | 3001689 | 85381090
4589 | Finished Good | Metering Current Transformers | ENCAPSULATED CT ( ROUND ID-80mm) | RESIN CAST WIRE TYPE (Window 80) | 136 | MRW 605 -10C-80 (600/5A- Ring Type Metering ENCP RS CAST MTR5 SCND 5A- CLS 0.5- BRDN 10VA) | 4589 | 3001583 | 85381090
4588 | Finished Good | Metering Current Transformers | ENCAPSULATED CT ( ROUND ID-57mm) | RESIN CAST WIRE TYPE (Window 57) | 135 | MRW 605 -10C-57 (600/5A- Ring Type Metering ENCP RS CAST MTR4 SCND 5A- CLS 0.5- BRDN 10VA) | 4588 | 3001674 | 85381090
4587 | Finished Good | Metering Current Transformers | ENCAPSULATED CT ( ROUND ID-80mm) | RESIN CAST WIRE TYPE (Window 80) | 136 | MRW 605 -10B-80 (600/5A- Ring Type Metering ENCP RS CAST MTR5 SCND 5A- CLS 1- BRDN 10VA) | 4587 | 3001615 | 85381090
4586 | Finished Good | Metering Current Transformers | ENCAPSULATED CT ( ROUND ID-57mm) | RESIN CAST WIRE TYPE (Window 57) | 135 | MRW 605 -10B-57 (600/5A- Ring Type Metering ENCP RS CAST MTR4 SCND 5A- CLS 1- BRDN 10VA) | 4586 | 3001705 | 85381090
4585 | Finished Good | Metering Current Transformers | ENCAPSULATED CT ( ROUND ID-80mm) | RESIN CAST WIRE TYPE (Window 80) | 136 | MRW 605 -10A-80 (600/5A- Ring Type Metering ENCP RS CAST MTR5 SCND 5A- CLS 3- BRDN 10VA) | 4585 | 3001631 | 85381090
4584 | Finished Good | Metering Current Transformers | ENCAPSULATED CT ( ROUND ID-57mm) | RESIN CAST WIRE TYPE (Window 57) | 135 | MRW 605 -10A-57 (600/5A- Ring Type Metering ENCP RS CAST MTR4 SCND 5A- CLS 3- BRDN 10VA) | 4584 | 3001721 | 85381090
4583 | Finished Good | Metering Current Transformers | ENCAPSULATED CT ( ROUND ID-80mm) | RESIN CAST WIRE TYPE (Window 80) | 136 | MRW 601 -5C-80 (600/1A- Ring Type Metering ENCP RS CAST MTR5 SCND 1A- CLS 0.5- BRDN 5VA) | 4583 | 3001639 | 85381090
4582 | Finished Good | Metering Current Transformers | ENCAPSULATED CT ( ROUND ID-57mm) | RESIN CAST WIRE TYPE (Window 57) | 135 | MRW 601 -5C-57 (600/1A- Ring Type Metering ENCP RS CAST MTR4 SCND 1A- CLS 0.5- BRDN 5VA) | 4582 | 3001729 | 85381090
4581 | Finished Good | Metering Current Transformers | ENCAPSULATED CT ( ROUND ID-80mm) | RESIN CAST WIRE TYPE (Window 80) | 136 | MRW 601 -5B-80 (600/1A- Ring Type Metering ENCP RS CAST MTR5 SCND 1A- CLS 1- BRDN 5VA) | 4581 | 3001651 | 85381090
4580 | Finished Good | Metering Current Transformers | ENCAPSULATED CT ( ROUND ID-57mm) | RESIN CAST WIRE TYPE (Window 57) | 135 | MRW 601 -5B-57 (600/1A- Ring Type Metering ENCP RS CAST MTR4 SCND 1A- CLS 1- BRDN 5VA) | 4580 | 3001745 | 85381090
4579 | Finished Good | Metering Current Transformers | ENCAPSULATED CT ( ROUND ID-80mm) | RESIN CAST WIRE TYPE (Window 80) | 136 | MRW 601 -5A-80 (600/1A- Ring Type Metering ENCP RS CAST MTR5 SCND 1A- CLS 3- BRDN 5VA) | 4579 | 3001657 | 85381090
4578 | Finished Good | Metering Current Transformers | ENCAPSULATED CT ( ROUND ID-57mm) | RESIN CAST WIRE TYPE (Window 57) | 135 | MRW 601 -5A-57 (600/1A- Ring Type Metering ENCP RS CAST MTR4 SCND 1A- CLS 3- BRDN 5VA) | 4578 | 3001761 | 85381090
4577 | Finished Good | Metering Current Transformers | ENCAPSULATED CT ( ROUND ID-80mm) | RESIN CAST WIRE TYPE (Window 80) | 136 | MRW 601 -15B-80 (600/1A- Ring Type Metering ENCP RS CAST MTR5 SCND 1A- CLS 1- BRDN 15VA) | 4577 | 3001562 | 85381090
4576 | Finished Good | Metering Current Transformers | ENCAPSULATED CT ( ROUND ID-80mm) | RESIN CAST WIRE TYPE (Window 80) | 136 | MRW 601 -15A-80 (600/1A- Ring Type Metering ENCP RS CAST MTR5 SCND 1A- CLS 3- BRDN 15VA) | 4576 | 3001591 | 85381090
4575 | Finished Good | Metering Current Transformers | ENCAPSULATED CT ( ROUND ID-57mm) | RESIN CAST WIRE TYPE (Window 57) | 135 | MRW 601 -15A-57 (600/1A- Ring Type Metering ENCP RS CAST MTR4 SCND 1A- CLS 3- BRDN 15VA) | 4575 | 3001681 | 85381090
4574 | Finished Good | Metering Current Transformers | ENCAPSULATED CT ( ROUND ID-80mm) | RESIN CAST WIRE TYPE (Window 80) | 136 | MRW 601 -10C-80 (600/1A- Ring Type Metering ENCP RS CAST MTR5 SCND 1A- CLS 0.5- BRDN 10VA) | 4574 | 3001575 | 85381090
4573 | Finished Good | Metering Current Transformers | ENCAPSULATED CT ( ROUND ID-57mm) | RESIN CAST WIRE TYPE (Window 57) | 135 | MRW 601 -10C-57 (600/1A- Ring Type Metering ENCP RS CAST MTR4 SCND 1A- CLS 0.5- BRDN 10VA) | 4573 | 3001668 | 85381090
4572 | Finished Good | Metering Current Transformers | ENCAPSULATED CT ( ROUND ID-80mm) | RESIN CAST WIRE TYPE (Window 80) | 136 | MRW 601 -10B-80 (600/1A- Ring Type Metering ENCP RS CAST MTR5 SCND 1A- CLS 1- BRDN 10VA) | 4572 | 3001607 | 85381090
4571 | Finished Good | Metering Current Transformers | ENCAPSULATED CT ( ROUND ID-57mm) | RESIN CAST WIRE TYPE (Window 57) | 135 | MRW 601 -10B-57 (600/1A- Ring Type Metering ENCP RS CAST MTR4 SCND 1A- CLS 1- BRDN 10VA) | 4571 | 3001697 | 85381090
4570 | Finished Good | Metering Current Transformers | ENCAPSULATED CT ( ROUND ID-80mm) | RESIN CAST WIRE TYPE (Window 80) | 136 | MRW 601 -10A-80 (600/1A- Ring Type Metering ENCP RS CAST MTR5 SCND 1A- CLS 3- BRDN 10VA) | 4570 | 3001623 | 85381090
4569 | Finished Good | Metering Current Transformers | ENCAPSULATED CT ( ROUND ID-57mm) | RESIN CAST WIRE TYPE (Window 57) | 135 | MRW 601 -10A-57 (600/1A- Ring Type Metering ENCP RS CAST MTR4 SCND 1A- CLS 3- BRDN 10VA) | 4569 | 3001713 | 85381090
4568 | Finished Good | Metering Current Transformers | ENCAPSULATED CT ( ROUND ID-30mm) | RESIN CAST WIRE TYPE (Window 30) | 133 | MRW 55 -5C-30-(2T) (50/5A- Ring Type Metering ENCP RS CAST MTR2 SCND 5 A- CLS 0.5- BRDN 5VA) | 4568 | 3001957 | 85381090
4567 | Finished Good | Metering Current Transformers | ENCAPSULATED CT ( ROUND ID-30mm) | RESIN CAST WIRE TYPE (Window 30) | 133 | MRW 55 -5B-30-(2T) (50/5A- Ring Type Metering ENCP RS CAST MTR2 SCND 5 A- CLS 1- BRDN 5VA) | 4567 | 3002001 | 85381090
4566 | Finished Good | Metering Current Transformers | ENCAPSULATED CT ( ROUND ID-20mm) | RESIN CAST WIRE TYPE (Window 20) | 132 | MRW 55 -5B-20-2T (50/5A- Ring Type Metering ENCP RS CAST MTR1 SCND 5 A- CLS 1- BRDN 5VA) | 4566 | 3002197 | 85381090
4565 | Finished Good | Metering Current Transformers | ENCAPSULATED CT ( ROUND ID-30mm) | RESIN CAST WIRE TYPE (Window 30) | 133 | MRW 55 -5A-30-(2T) (50/5A- Ring Type Metering ENCP RS CAST MTR2 SCND 5 A- CLS 3- BRDN 5VA) | 4565 | 3002045 | 85381090
4564 | Finished Good | Metering Current Transformers | ENCAPSULATED CT ( ROUND ID-20mm) | RESIN CAST WIRE TYPE (Window 20) | 132 | MRW 55 -5A-20-2T (50/5A- Ring Type Metering ENCP RS CAST MTR1 SCND 5 A- CLS 3- BRDN 5VA) | 4564 | 3002233 | 85381090
4563 | Finished Good | Metering Current Transformers | ENCAPSULATED CT ( ROUND ID-30mm) | RESIN CAST WIRE TYPE (Window 30) | 133 | MRW 55 -2.5C-30-(2T) (50/5A- Ring Type MTRNG ENCP RS CAST MTR2 SCND 5 A- CLS 0.5- BRDN 2.5VA) | 4563 | 3002089 | 85381090
4562 | Finished Good | Metering Current Transformers | ENCAPSULATED CT ( ROUND ID-20mm) | RESIN CAST WIRE TYPE (Window 20) | 132 | MRW 55 -2.5C-20-2T (50/5A- Ring Type MTRNG ENCP RS CAST MTR1 SCND 5 A- CLS 0.5- BRDN 2.5VA) | 4562 | 3002269 | 85381090
4561 | Finished Good | Metering Current Transformers | ENCAPSULATED CT ( ROUND ID-30mm) | RESIN CAST WIRE TYPE (Window 30) | 133 | MRW 55 -2.5B-30-(2T) (50/5A- Ring Type Metering ENCP RS CAST MTR2 SCND 5 A- CLS 1- BRDN 2.5VA) | 4561 | 3002125 | 85381090
4560 | Finished Good | Metering Current Transformers | ENCAPSULATED CT ( ROUND ID-20mm) | RESIN CAST WIRE TYPE (Window 20) | 132 | MRW 55 -2.5B-20-2T (50/5A- Ring Type Metering ENCP RS CAST MTR1 SCND 5 A- CLS 1- BRDN 2.5VA) | 4560 | 3002305 | 85381090
4559 | Finished Good | Metering Current Transformers | ENCAPSULATED CT ( ROUND ID-30mm) | RESIN CAST WIRE TYPE (Window 30) | 133 | MRW 55 -2.5A-30-(2T) (50/5A- Ring Type Metering ENCP RS CAST MTR2 SCND 5 A- CLS 3- BRDN 2.5VA) | 4559 | 3002161 | 85381090
4558 | Finished Good | Metering Current Transformers | ENCAPSULATED CT ( ROUND ID-20mm) | RESIN CAST WIRE TYPE (Window 20) | 132 | MRW 55 -2.5A-20-2T (50/5A- Ring Type Metering ENCP RS CAST MTR1 SCND 5 A- CLS 3- BRDN 2.5VA) | 4558 | 3002341 | 85381090
4557 | Finished Good | Metering Current Transformers | ENCAPSULATED CT ( ROUND ID-30mm) | RESIN CAST WIRE TYPE (Window 30) | 133 | MRW 51 -5C-30-(2T) (50/1A- Ring Type Metering ENCP RS CAST MTR2 SCND 1 A- CLS 0.5- BRDN 5VA) | 4557 | 3001935 | 85381090
4556 | Finished Good | Metering Current Transformers | ENCAPSULATED CT ( ROUND ID-30mm) | RESIN CAST WIRE TYPE (Window 30) | 133 | MRW 51 -5B-30-(2T) (50/1A- Ring Type Metering ENCP RS CAST MTR2 SCND 1 A- CLS 1- BRDN 5VA) | 4556 | 3001979 | 85381090
4555 | Finished Good | Metering Current Transformers | ENCAPSULATED CT ( ROUND ID-20mm) | RESIN CAST WIRE TYPE (Window 20) | 132 | MRW 51 -5B-20-2T (50/1A- Ring Type Metering ENCP RS CAST MTR1 SCND 1 A- CLS 1- BRDN 5VA) | 4555 | 3002179 | 85381090
4554 | Finished Good | Metering Current Transformers | ENCAPSULATED CT ( ROUND ID-30mm) | RESIN CAST WIRE TYPE (Window 30) | 133 | MRW 51 -5A-30-(2T) (50/1A- Ring Type Metering ENCP RS CAST MTR2 SCND 1 A- CLS 3- BRDN 5VA) | 4554 | 3002023 | 85381090
4553 | Finished Good | Metering Current Transformers | ENCAPSULATED CT ( ROUND ID-20mm) | RESIN CAST WIRE TYPE (Window 20) | 132 | MRW 51- 5A-20-2T (50/1A- Ring Type Metering ENCP RS CAST MTR1 SCND 1 A- CLS 3- BRDN 5VA) | 4553 | 3002215 | 85381090
4552 | Finished Good | Metering Current Transformers | ENCAPSULATED CT ( ROUND ID-30mm) | RESIN CAST WIRE TYPE (Window 30) | 133 | MRW 51 -2.5C-30-(2T) (50/1A- Ring Type MTRNG ENCP RS CAST MTR2 SCND 1 A- CLS 0.5- BRDN 2.5VA) | 4552 | 3002067 | 85381090
4551 | Finished Good | Metering Current Transformers | ENCAPSULATED CT ( ROUND ID-20mm) | RESIN CAST WIRE TYPE (Window 20) | 132 | MRW 51 -2.5C-20-2T (50/1A- Ring Type MTRNG ENCP RS CAST MTR1 SCND 1 A- CLS 0.5- BRDN 2.5VA) | 4551 | 3002251 | 85381090
4550 | Finished Good | Metering Current Transformers | ENCAPSULATED CT ( ROUND ID-30mm) | RESIN CAST WIRE TYPE (Window 30) | 133 | MRW 51 -2.5B-30-(2T) (50/1A- Ring Type Metering ENCP RS CAST MTR2 SCND 1 A- CLS 1- BRDN 2.5VA) | 4550 | 3002107 | 85381090
4549 | Finished Good | Metering Current Transformers | ENCAPSULATED CT ( ROUND ID-20mm) | RESIN CAST WIRE TYPE (Window 20) | 132 | MRW 51 -2.5B-20-2T (50/1A- Ring Type Metering ENCP RS CAST MTR1 SCND 1 A- CLS 1- BRDN 2.5VA) | 4549 | 3002287 | 85381090
4548 | Finished Good | Metering Current Transformers | ENCAPSULATED CT ( ROUND ID-30mm) | RESIN CAST WIRE TYPE (Window 30) | 133 | MRW 51 -2.5A-30-(2T) (50/1A- Ring Type Metering ENCP RS CAST MTR2 SCND 1 A- CLS 3- BRDN 2.5VA) | 4548 | 3002143 | 85381090
4547 | Finished Good | Metering Current Transformers | ENCAPSULATED CT ( ROUND ID-20mm) | RESIN CAST WIRE TYPE (Window 20) | 132 | MRW 51 -2.5A-20-2T (50/1A- Ring Type Metering ENCP RS CAST MTR1 SCND 1 A- CLS 3- BRDN 2.5VA) | 4547 | 3002323 | 85381090
4546 | Finished Good | Metering Current Transformers | ENCAPSULATED CT ( ROUND ID-80mm) | RESIN CAST WIRE TYPE (Window 80) | 136 | MRW 505 -5C-80 (500/5A- Ring Type Metering ENCP RS CAST MTR5 SCND 5A- CLS 0.5- BRDN 5VA) | 4546 | 3001648 | 85381090
4545 | Finished Good | Metering Current Transformers | ENCAPSULATED CT ( ROUND ID-57mm) | RESIN CAST WIRE TYPE (Window 57) | 135 | MRW 505 -5C-57 (500/5A- Ring Type Metering ENCP RS CAST MTR4 SCND 5A- CLS 0.5- BRDN 5VA) | 4545 | 3001738 | 85381090
4544 | Finished Good | Metering Current Transformers | ENCAPSULATED CT ( ROUND ID-80mm) | RESIN CAST WIRE TYPE (Window 80) | 136 | MRW 505 -5B-80 (500/5A- Ring Type Metering ENCP RS CAST MTR5 SCND 5A- CLS 1- BRDN 5VA) | 4544 | 3001656 | 85381090
4543 | Finished Good | Metering Current Transformers | ENCAPSULATED CT ( ROUND ID-57mm) | RESIN CAST WIRE TYPE (Window 57) | 135 | MRW 505 -5B-57 (500/5A- Ring Type Metering ENCP RS CAST MTR4 SCND 5A- CLS 1- BRDN 5VA) | 4543 | 3001754 | 85381090
4542 | Finished Good | Metering Current Transformers | ENCAPSULATED CT ( ROUND ID-80mm) | RESIN CAST WIRE TYPE (Window 80) | 136 | MRW 505 -5A-80 (500/5A- Ring Type Metering ENCP RS CAST MTR5 SCND 5A- CLS 3- BRDN 5VA) | 4542 | 3001662 | 85381090
4541 | Finished Good | Metering Current Transformers | ENCAPSULATED CT ( ROUND ID-57mm) | RESIN CAST WIRE TYPE (Window 57) | 135 | MRW 505 -5A-57 (500/5A- Ring Type Metering ENCP RS CAST MTR4 SCND 5A- CLS 3- BRDN 5VA) | 4541 | 3001770 | 85381090
4540 | Finished Good | Metering Current Transformers | ENCAPSULATED CT ( ROUND ID-80mm) | RESIN CAST WIRE TYPE (Window 80) | 136 | MRW 505 -15A-80 (500/5A- Ring Type Metering ENCP RS CAST MTR5 SCND 5A- CLS 3- BRDN 15VA) | 4540 | 3001600 | 85381090
4539 | Finished Good | Metering Current Transformers | ENCAPSULATED CT ( ROUND ID-57mm) | RESIN CAST WIRE TYPE (Window 57) | 135 | MRW 505 -15A-57 (500/5A- Ring Type Metering ENCP RS CAST MTR4 SCND 5A- CLS 3- BRDN 15VA) | 4539 | 3001690 | 85381090
4538 | Finished Good | Metering Current Transformers | ENCAPSULATED CT ( ROUND ID-80mm) | RESIN CAST WIRE TYPE (Window 80) | 136 | MRW 505 -10C-80 (500/5A- Ring Type Metering ENCP RS CAST MTR5 SCND 5A- CLS 0.5- BRDN 10VA) | 4538 | 3001584 | 85381090
4537 | Finished Good | Metering Current Transformers | ENCAPSULATED CT ( ROUND ID-57mm) | RESIN CAST WIRE TYPE (Window 57) | 135 | MRW 505 -10C-57 (500/5A- Ring Type Metering ENCP RS CAST MTR4 SCND 5A- CLS 0.5- BRDN 10VA) | 4537 | 3001675 | 85381090
4536 | Finished Good | Metering Current Transformers | ENCAPSULATED CT ( ROUND ID-80mm) | RESIN CAST WIRE TYPE (Window 80) | 136 | MRW 505 -10B-80 (500/5A- Ring Type Metering ENCP RS CAST MTR5 SCND 5A- CLS 1- BRDN 10VA) | 4536 | 3001616 | 85381090
4535 | Finished Good | Metering Current Transformers | ENCAPSULATED CT ( ROUND ID-80mm) | RESIN CAST WIRE TYPE (Window 80) | 136 | MRW 505 -10B-80 (500/1A- Ring Type Metering ENCP RS CAST MTR5 SCND 1A- CLS 1- BRDN 10VA) | 4535 | 3001608 | 85381090
4534 | Finished Good | Metering Current Transformers | ENCAPSULATED CT ( ROUND ID-57mm) | RESIN CAST WIRE TYPE (Window 57) | 135 | MRW 505 -10B-57 (500/5A- Ring Type Metering ENCP RS CAST MTR4 SCND 5A- CLS 1- BRDN 10VA) | 4534 | 3001706 | 85381090
4533 | Finished Good | Metering Current Transformers | ENCAPSULATED CT ( ROUND ID-80mm) | RESIN CAST WIRE TYPE (Window 80) | 136 | MRW 505 -10A-80 (500/5A- Ring Type Metering ENCP RS CAST MTR5 SCND 5A- CLS 3- BRDN 10VA) | 4533 | 3001632 | 85381090
4532 | Finished Good | Metering Current Transformers | ENCAPSULATED CT ( ROUND ID-80mm) | RESIN CAST WIRE TYPE (Window 80) | 136 | MRW 505 -10A-80 (500/1A- Ring Type Metering ENCP RS CAST MTR5 SCND 1A- CLS 3- BRDN 10VA) | 4532 | 3001624 | 85381090
4531 | Finished Good | Metering Current Transformers | ENCAPSULATED CT ( ROUND ID-57mm) | RESIN CAST WIRE TYPE (Window 57) | 135 | MRW 505 -10A-57 (500/5A- Ring Type Metering ENCP RS CAST MTR4 SCND 5A- CLS 3- BRDN 10VA) | 4531 | 3001722 | 85381090
4530 | Finished Good | Metering Current Transformers | ENCAPSULATED CT ( ROUND ID-80mm) | RESIN CAST WIRE TYPE (Window 80) | 136 | MRW 501 -5C-80 (500/1A- Ring Type Metering ENCP RS CAST MTR5 SCND 1A- CLS 0.5- BRDN 5VA) | 4530 | 3001640 | 85381090
4529 | Finished Good | Metering Current Transformers | ENCAPSULATED CT ( ROUND ID-57mm) | RESIN CAST WIRE TYPE (Window 57) | 135 | MRW 501 -5C-57 (500/1A- Ring Type Metering ENCP RS CAST MTR4 SCND 1A- CLS 0.5- BRDN 5VA) | 4529 | 3001730 | 85381090
4528 | Finished Good | Metering Current Transformers | ENCAPSULATED CT ( ROUND ID-80mm) | RESIN CAST WIRE TYPE (Window 80) | 136 | MRW 501 -5B-80 (500/1A- Ring Type Metering ENCP RS CAST MTR5 SCND 1A- CLS 1- BRDN 5VA) | 4528 | 3001652 | 85381090
4527 | Finished Good | Metering Current Transformers | ENCAPSULATED CT ( ROUND ID-57mm) | RESIN CAST WIRE TYPE (Window 57) | 135 | MRW 501 -5B-57 (500/1A- Ring Type Metering ENCP RS CAST MTR4 SCND 1A- CLS 1- BRDN 5VA) | 4527 | 3001746 | 85381090
4526 | Finished Good | Metering Current Transformers | ENCAPSULATED CT ( ROUND ID-80mm) | RESIN CAST WIRE TYPE (Window 80) | 136 | MRW 501 -5A-80 (500/1A- Ring Type Metering ENCP RS CAST MTR5 SCND 1A- CLS 3- BRDN 5VA) | 4526 | 3001658 | 85381090
4525 | Finished Good | Metering Current Transformers | ENCAPSULATED CT ( ROUND ID-57mm) | RESIN CAST WIRE TYPE (Window 57) | 135 | MRW 501 -5A-57 (500/1A- Ring Type Metering ENCP RS CAST MTR4 SCND 1A- CLS 3- BRDN 5VA) | 4525 | 3001762 | 85381090
4524 | Finished Good | Metering Current Transformers | ENCAPSULATED CT ( ROUND ID-80mm) | RESIN CAST WIRE TYPE (Window 80) | 136 | MRW 501 -15A-80 (500/1A- Ring Type Metering ENCP RS CAST MTR5 SCND 1A- CLS 3- BRDN 15VA) | 4524 | 3001592 | 85381090
4523 | Finished Good | Metering Current Transformers | ENCAPSULATED CT ( ROUND ID-57mm) | RESIN CAST WIRE TYPE (Window 57) | 135 | MRW 501 -15A-57 (500/1A- Ring Type Metering ENCP RS CAST MTR4 SCND 1A- CLS 3- BRDN 15VA) | 4523 | 3001682 | 85381090
4522 | Finished Good | Metering Current Transformers | ENCAPSULATED CT ( ROUND ID-80mm) | RESIN CAST WIRE TYPE (Window 80) | 136 | MRW 501 -10C-80 (500/1A- Ring Type Metering ENCP RS CAST MTR5 SCND 1A- CLS 0.5- BRDN 10VA) | 4522 | 3001576 | 85381090
4521 | Finished Good | Metering Current Transformers | ENCAPSULATED CT ( ROUND ID-57mm) | RESIN CAST WIRE TYPE (Window 57) | 135 | MRW 501 -10C-57 (500/1A- Ring Type Metering ENCP RS CAST MTR4 SCND 1A- CLS 0.5- BRDN 10VA) | 4521 | 3001669 | 85381090
4520 | Finished Good | Metering Current Transformers | ENCAPSULATED CT ( ROUND ID-57mm) | RESIN CAST WIRE TYPE (Window 57) | 135 | MRW 501 -10B-57 (500/1A- Ring Type Metering ENCP RS CAST MTR4 SCND 1A- CLS 1- BRDN 10VA) | 4520 | 3001698 | 85381090
4519 | Finished Good | Metering Current Transformers | ENCAPSULATED CT ( ROUND ID-57mm) | RESIN CAST WIRE TYPE (Window 57) | 135 | MRW 501 -10A-57 (500/1A- Ring Type Metering ENCP RS CAST MTR4 SCND 1A- CLS 3- BRDN 10VA) | 4519 | 3001714 | 85381090
4518 | Finished Good | Metering Current Transformers | ENCAPSULATED CT ( ROUND ID-30mm) | RESIN CAST WIRE TYPE (Window 30) | 133 | MRW 45 -5C-30-(2T) (40/5A- Ring Type Metering ENCP RS CAST MTR2 SCND 5 A- CLS 0.5- BRDN 5VA) | 4518 | 3001958 | 85381090
4517 | Finished Good | Metering Current Transformers | ENCAPSULATED CT ( ROUND ID-30mm) | RESIN CAST WIRE TYPE (Window 30) | 133 | MRW 45 -5B-30-(2T) (40/5A- Ring Type Metering ENCP RS CAST MTR2 SCND 5 A- CLS 1- BRDN 5VA) | 4517 | 3002002 | 85381090
4516 | Finished Good | Metering Current Transformers | ENCAPSULATED CT ( ROUND ID-20mm) | RESIN CAST WIRE TYPE (Window 20) | 132 | MRW 45 -5B-20-2T (40/5A- Ring Type Metering ENCP RS CAST MTR1 SCND 5 A- CLS 1- BRDN 5VA) | 4516 | 3002198 | 85381090
4515 | Finished Good | Metering Current Transformers | ENCAPSULATED CT ( ROUND ID-30mm) | RESIN CAST WIRE TYPE (Window 30) | 133 | MRW 45 -5A-30-(2T) (40/5A- Ring Type Metering ENCP RS CAST MTR2 SCND 5 A- CLS 3- BRDN 5VA) | 4515 | 3002046 | 85381090
4514 | Finished Good | Metering Current Transformers | ENCAPSULATED CT ( ROUND ID-20mm) | RESIN CAST WIRE TYPE (Window 20) | 132 | MRW 45 -5A-20-2T (40/5A- Ring Type Metering ENCP RS CAST MTR1 SCND 5 A- CLS 3- BRDN 5VA) | 4514 | 3002234 | 85381090
4513 | Finished Good | Metering Current Transformers | ENCAPSULATED CT ( ROUND ID-30mm) | RESIN CAST WIRE TYPE (Window 30) | 133 | MRW 45 -2.5C-30-(2T) (40/5A- Ring Type MTRNG ENCP RS CAST MTR2 SCND 5 A- CLS 0.5- BRDN 2.5VA) | 4513 | 3002090 | 85381090
4512 | Finished Good | Metering Current Transformers | ENCAPSULATED CT ( ROUND ID-20mm) | RESIN CAST WIRE TYPE (Window 20) | 132 | MRW 45 -2.5C-20-2T (40/5A- Ring Type MTRNG ENCP RS CAST MTR1 SCND 5 A- CLS 0.5- BRDN 2.5VA) | 4512 | 3002270 | 85381090
4511 | Finished Good | Metering Current Transformers | ENCAPSULATED CT ( ROUND ID-30mm) | RESIN CAST WIRE TYPE (Window 30) | 133 | MRW 45 -2.5B-30-(2T) (40/5A- Ring Type Metering ENCP RS CAST MTR2 SCND 5 A- CLS 1- BRDN 2.5VA) | 4511 | 3002126 | 85381090
4510 | Finished Good | Metering Current Transformers | ENCAPSULATED CT ( ROUND ID-20mm) | RESIN CAST WIRE TYPE (Window 20) | 132 | MRW 45 -2.5B-20-2T (40/5A- Ring Type Metering ENCP RS CAST MTR1 SCND 5 A- CLS 1- BRDN 2.5VA) | 4510 | 3002306 | 85381090
4509 | Finished Good | Metering Current Transformers | ENCAPSULATED CT ( ROUND ID-30mm) | RESIN CAST WIRE TYPE (Window 30) | 133 | MRW 45 -2.5A-30-(2T) (40/5A- Ring Type Metering ENCP RS CAST MTR2 SCND 5 A- CLS 3- BRDN 2.5VA) | 4509 | 3002162 | 85381090
4508 | Finished Good | Metering Current Transformers | ENCAPSULATED CT ( ROUND ID-20mm) | RESIN CAST WIRE TYPE (Window 20) | 132 | MRW 45 -2.5A-20-2T (40/5A- Ring Type Metering ENCP RS CAST MTR1 SCND 5 A- CLS 3- BRDN 2.5VA) | 4508 | 3002342 | 85381090
4507 | Finished Good | Metering Current Transformers | ENCAPSULATED CT ( ROUND ID-30mm) | RESIN CAST WIRE TYPE (Window 30) | 133 | MRW 41 -5C-30-(2T) (40/1A- Ring Type Metering ENCP RS CAST MTR2 SCND 1 A- CLS 0.5- BRDN 5VA) | 4507 | 3001936 | 85381090
4506 | Finished Good | Metering Current Transformers | ENCAPSULATED CT ( ROUND ID-30mm) | RESIN CAST WIRE TYPE (Window 30) | 133 | MRW 41 -5B-30-(2T) (40/1A- Ring Type Metering ENCP RS CAST MTR2 SCND 1 A- CLS 1- BRDN 5VA) | 4506 | 3001980 | 85381090
4505 | Finished Good | Metering Current Transformers | ENCAPSULATED CT ( ROUND ID-20mm) | RESIN CAST WIRE TYPE (Window 20) | 132 | MRW 41 -5B-20-2T (40/1A- Ring Type Metering ENCP RS CAST MTR1 SCND 1 A- CLS 1- BRDN 5VA) | 4505 | 3002180 | 85381090
4504 | Finished Good | Metering Current Transformers | ENCAPSULATED CT ( ROUND ID-30mm) | RESIN CAST WIRE TYPE (Window 30) | 133 | MRW 41 -5A-30-(2T) (40/1A- Ring Type Metering ENCP RS CAST MTR2 SCND 1 A- CLS 3- BRDN 5VA) | 4504 | 3002024 | 85381090
4503 | Finished Good | Metering Current Transformers | ENCAPSULATED CT ( ROUND ID-20mm) | RESIN CAST WIRE TYPE (Window 20) | 132 | MRW 41 -5A-20-2T (40/1A- Ring Type Metering ENCP RS CAST MTR1 SCND 1 A- CLS 3- BRDN 5VA) | 4503 | 3002216 | 85381090
4502 | Finished Good | Metering Current Transformers | ENCAPSULATED CT ( ROUND ID-30mm) | RESIN CAST WIRE TYPE (Window 30) | 133 | MRW 41 -2.5C-30-(2T) (40/1A- Ring Type MTRNG ENCP RS CAST MTR2 SCND 1 A- CLS 0.5- BRDN 2.5VA) | 4502 | 3002068 | 85381090
4501 | Finished Good | Metering Current Transformers | ENCAPSULATED CT ( ROUND ID-20mm) | RESIN CAST WIRE TYPE (Window 20) | 132 | MRW 41 -2.5C-20-2T (40/1A- Ring Type MTRNG ENCP RS CAST MTR1 SCND 1 A- CLS 0.5- BRDN 2.5VA) | 4501 | 3002252 | 85381090
4500 | Finished Good | Metering Current Transformers | ENCAPSULATED CT ( ROUND ID-30mm) | RESIN CAST WIRE TYPE (Window 30) | 133 | MRW 41 -2.5B-30-(2T) (40/1A- Ring Type Metering ENCP RS CAST MTR2 SCND 1 A- CLS 1- BRDN 2.5VA) | 4500 | 3002108 | 85381090
4499 | Finished Good | Metering Current Transformers | ENCAPSULATED CT ( ROUND ID-20mm) | RESIN CAST WIRE TYPE (Window 20) | 132 | MRW 41 -2.5B-20-2T (40/1A- Ring Type Metering ENCP RS CAST MTR1 SCND 1 A- CLS 1- BRDN 2.5VA) | 4499 | 3002288 | 85381090
4498 | Finished Good | Metering Current Transformers | ENCAPSULATED CT ( ROUND ID-30mm) | RESIN CAST WIRE TYPE (Window 30) | 133 | MRW 41 -2.5A-30-(2T) (40/1A- Ring Type Metering ENCP RS CAST MTR2 SCND 1 A- CLS 3- BRDN 2.5VA) | 4498 | 3002144 | 85381090
4497 | Finished Good | Metering Current Transformers | ENCAPSULATED CT ( ROUND ID-20mm) | RESIN CAST WIRE TYPE (Window 20) | 132 | MRW 41 -2.5A-20-2T (40/1A- Ring Type Metering ENCP RS CAST MTR1 SCND 1 A- CLS 3- BRDN 2.5VA) | 4497 | 3002324 | 85381090
4496 | Finished Good | Metering Current Transformers | ENCAPSULATED CT ( ROUND ID-57mm) | RESIN CAST WIRE TYPE (Window 57) | 135 | MRW 405 -5C-57 (400/5A- Ring Type Metering ENCP RS CAST MTR4 SCND 5A- CLS 0.5- BRDN 5VA) | 4496 | 3001739 | 85381090
4495 | Finished Good | Metering Current Transformers | ENCAPSULATED CT ( ROUND ID-42mm) | RESIN CAST WIRE TYPE (Window 42) | 134 | MRW 405 -5C-42 (400/5A- Ring Type Metering ENCP RS CAST MTR3 SCND 5 A- CLS 0.5- BRDN 5VA) | 4495 | 3001845 | 85381090
4494 | Finished Good | Metering Current Transformers | ENCAPSULATED CT ( ROUND ID-57mm) | RESIN CAST WIRE TYPE (Window 57) | 135 | MRW 405 -5B-57 (400/5A- Ring Type Metering ENCP RS CAST MTR4 SCND 5A- CLS 1- BRDN 5VA) | 4494 | 3001755 | 85381090
4493 | Finished Good | Metering Current Transformers | ENCAPSULATED CT ( ROUND ID-42mm) | RESIN CAST WIRE TYPE (Window 42) | 134 | MRW 405 -5B-42 (400/5A- Ring Type Metering ENCP RS CAST MTR3 SCND 5 A- CLS 1- BRDN 5VA) | 4493 | 3001861 | 85381090
4492 | Finished Good | Metering Current Transformers | ENCAPSULATED CT ( ROUND ID-57mm) | RESIN CAST WIRE TYPE (Window 57) | 135 | MRW 405 -5A-57 (400/5A- Ring Type Metering ENCP RS CAST MTR4 SCND 5A- CLS 3- BRDN 5VA) | 4492 | 3001771 | 85381090
4491 | Finished Good | Metering Current Transformers | ENCAPSULATED CT ( ROUND ID-42mm) | RESIN CAST WIRE TYPE (Window 42) | 134 | MRW 405 -5A-42 (400/5A- Ring Type Metering ENCP RS CAST MTR3 SCND 5 A- CLS 3- BRDN 5VA) | 4491 | 3001877 | 85381090
4490 | Finished Good | Metering Current Transformers | ENCAPSULATED CT ( ROUND ID-42mm) | RESIN CAST WIRE TYPE (Window 42) | 134 | MRW 405 -15C-42 (400/5A- Ring Type Metering ENCP RS CAST MTR3 SCND 5A- CLS 0.5- BRDN 15VA) | 4490 | 3001778 | 85381090
4489 | Finished Good | Metering Current Transformers | ENCAPSULATED CT ( ROUND ID-57mm) | RESIN CAST WIRE TYPE (Window 57) | 135 | MRW 405 -15A-57 (400/5A- Ring Type Metering ENCP RS CAST MTR4 SCND 5A- CLS 3- BRDN 15VA) | 4489 | 3001691 | 85381090
4488 | Finished Good | Metering Current Transformers | ENCAPSULATED CT ( ROUND ID-42mm) | RESIN CAST WIRE TYPE (Window 42) | 134 | MRW 405 -15A-42 (400/5A- Ring Type Metering ENCP RS CAST MTR3 SCND 5 A- CLS 3- BRDN 15VA) | 4488 | 3001797 | 85381090
4487 | Finished Good | Metering Current Transformers | ENCAPSULATED CT ( ROUND ID-57mm) | RESIN CAST WIRE TYPE (Window 57) | 135 | MRW 405 -10C-57 (400/5A- Ring Type Metering ENCP RS CAST MTR4 SCND 5A- CLS 0.5- BRDN 10VA) | 4487 | 3001676 | 85381090
4486 | Finished Good | Metering Current Transformers | ENCAPSULATED CT ( ROUND ID-42mm) | RESIN CAST WIRE TYPE (Window 42) | 134 | MRW 405 -10C-42 (400/5A- Ring Type Metering ENCP RS CAST MTR3 SCND 5A- CLS 0.5- BRDN 10VA) | 4486 | 3001784 | 85381090
4485 | Finished Good | Metering Current Transformers | ENCAPSULATED CT ( ROUND ID-57mm) | RESIN CAST WIRE TYPE (Window 57) | 135 | MRW 405 -10B-57 (400/5A- Ring Type Metering ENCP RS CAST MTR4 SCND 5A- CLS 1- BRDN 10VA) | 4485 | 3001707 | 85381090
4484 | Finished Good | Metering Current Transformers | ENCAPSULATED CT ( ROUND ID-42mm) | RESIN CAST WIRE TYPE (Window 42) | 134 | MRW 405 -10B-42 (400/5A- Ring Type Metering ENCP RS CAST MTR3 SCND 5 A- CLS 1- BRDN 10VA) | 4484 | 3001813 | 85381090
4483 | Finished Good | Metering Current Transformers | ENCAPSULATED CT ( ROUND ID-57mm) | RESIN CAST WIRE TYPE (Window 57) | 135 | MRW 405 -10A-57 (400/5A- Ring Type Metering ENCP RS CAST MTR4 SCND 5A- CLS 3- BRDN 10VA) | 4483 | 3001723 | 85381090
4482 | Finished Good | Metering Current Transformers | ENCAPSULATED CT ( ROUND ID-42mm) | RESIN CAST WIRE TYPE (Window 42) | 134 | MRW 405 -10A-42 (400/5A- Ring Type Metering ENCP RS CAST MTR3 SCND 5 A- CLS 3- BRDN 10VA) | 4482 | 3001829 | 85381090
4481 | Finished Good | Metering Current Transformers | ENCAPSULATED CT ( ROUND ID-57mm) | RESIN CAST WIRE TYPE (Window 57) | 135 | MRW 401 -5C-57 (400/1A- Ring Type Metering ENCP RS CAST MTR4 SCND 1A- CLS 0.5- BRDN 5VA) | 4481 | 3001731 | 85381090
4480 | Finished Good | Metering Current Transformers | ENCAPSULATED CT ( ROUND ID-42mm) | RESIN CAST WIRE TYPE (Window 42) | 134 | MRW 401 -5C-42 (400/1A- Ring Type Metering ENCP RS CAST MTR3 SCND 1A- CLS 0.5- BRDN 5VA) | 4480 | 3001837 | 85381090
4479 | Finished Good | Metering Current Transformers | ENCAPSULATED CT ( ROUND ID-57mm) | RESIN CAST WIRE TYPE (Window 57) | 135 | MRW 401 -5B-57 (400/1A- Ring Type Metering ENCP RS CAST MTR4 SCND 1A- CLS 1- BRDN 5VA) | 4479 | 3001747 | 85381090
4478 | Finished Good | Metering Current Transformers | ENCAPSULATED CT ( ROUND ID-42mm) | RESIN CAST WIRE TYPE (Window 42) | 134 | MRW 401 -5B-42 (400/1A- Ring Type Metering ENCP RS CAST MTR3 SCND 1A- CLS 1- BRDN 5VA) | 4478 | 3001853 | 85381090
4477 | Finished Good | Metering Current Transformers | ENCAPSULATED CT ( ROUND ID-57mm) | RESIN CAST WIRE TYPE (Window 57) | 135 | MRW 401 -5A-57 (400/1A- Ring Type Metering ENCP RS CAST MTR4 SCND 1A- CLS 3- BRDN 5VA) | 4477 | 3001763 | 85381090
4476 | Finished Good | Metering Current Transformers | ENCAPSULATED CT ( ROUND ID-42mm) | RESIN CAST WIRE TYPE (Window 42) | 134 | MRW 401 -5A-42 (400/1A- Ring Type Metering ENCP RS CAST MTR3 SCND 1A- CLS 3- BRDN 5VA) | 4476 | 3001869 | 85381090
4475 | Finished Good | Metering Current Transformers | ENCAPSULATED CT ( ROUND ID-42mm) | RESIN CAST WIRE TYPE (Window 42) | 134 | MRW 401 -15B-42 (400/1A- Ring Type Metering ENCP RS CAST MTR3 SCND 1A- CLS 0.5- BRDN 15VA) | 4475 | 3001780 | 85381090
4474 | Finished Good | Metering Current Transformers | ENCAPSULATED CT ( ROUND ID-57mm) | RESIN CAST WIRE TYPE (Window 57) | 135 | MRW 401 -15A-57 (400/1A- Ring Type Metering ENCP RS CAST MTR4 SCND 1A- CLS 3- BRDN 15VA) | 4474 | 3001683 | 85381090
4473 | Finished Good | Metering Current Transformers | ENCAPSULATED CT ( ROUND ID-42mm) | RESIN CAST WIRE TYPE (Window 42) | 134 | MRW 401 -15A-42 (400/1A- Ring Type Metering ENCP RS CAST MTR3 SCND 1A- CLS 3- BRDN 15VA) | 4473 | 3001789 | 85381090
4472 | Finished Good | Metering Current Transformers | ENCAPSULATED CT ( ROUND ID-57mm) | RESIN CAST WIRE TYPE (Window 57) | 135 | MRW 401 -10C-57 (400/1A- Ring Type Metering ENCP RS CAST MTR4 SCND 1A- CLS 0.5- BRDN 10VA) | 4472 | 3001670 | 85381090
4471 | Finished Good | Metering Current Transformers | ENCAPSULATED CT ( ROUND ID-42mm) | RESIN CAST WIRE TYPE (Window 42) | 134 | MRW 401 -10C-42 (400/1A- Ring Type Metering ENCP RS CAST MTR3 SCND 1A- CLS 0.5- BRDN 10VA) | 4471 | 3001782 | 85381090
4470 | Finished Good | Metering Current Transformers | ENCAPSULATED CT ( ROUND ID-57mm) | RESIN CAST WIRE TYPE (Window 57) | 135 | MRW 401 -10B-57 (400/1A- Ring Type Metering ENCP RS CAST MTR4 SCND 1A- CLS 1- BRDN 10VA) | 4470 | 3001699 | 85381090
4469 | Finished Good | Metering Current Transformers | ENCAPSULATED CT ( ROUND ID-42mm) | RESIN CAST WIRE TYPE (Window 42) | 134 | MRW 401 -10B-42 (400/1A- Ring Type Metering ENCP RS CAST MTR3 SCND 1A- CLS 1- BRDN 10VA) | 4469 | 3001805 | 85381090
4468 | Finished Good | Metering Current Transformers | ENCAPSULATED CT ( ROUND ID-57mm) | RESIN CAST WIRE TYPE (Window 57) | 135 | MRW 401 -10A-57 (400/1A- Ring Type Metering ENCP RS CAST MTR4 SCND 1A- CLS 3- BRDN 10VA) | 4468 | 3001715 | 85381090
4467 | Finished Good | Metering Current Transformers | ENCAPSULATED CT ( ROUND ID-42mm) | RESIN CAST WIRE TYPE (Window 42) | 134 | MRW 401 -10A-42 (400/1A- Ring Type Metering ENCP RS CAST MTR3 SCND 1A- CLS 3- BRDN 10VA) | 4467 | 3001821 | 85381090
4466 | Finished Good | Metering Current Transformers | ENCAPSULATED CT ( ROUND ID-30mm) | RESIN CAST WIRE TYPE (Window 30) | 133 | MRW 35-5C-30-(4T) (30/5A- Ring Type Metering ENCP RS CAST MTR2 SCND 5 A- CLS 0.5- BRDN 5VA) | 4466 | 3001959 | 85381090
4465 | Finished Good | Metering Current Transformers | ENCAPSULATED CT ( ROUND ID-30mm) | RESIN CAST WIRE TYPE (Window 30) | 133 | MRW 35-5B-30-(4T) (30/5A- Ring Type Metering ENCP RS CAST MTR2 SCND 5 A- CLS 1- BRDN 5VA) | 4465 | 3002003 | 85381090
4464 | Finished Good | Metering Current Transformers | ENCAPSULATED CT ( ROUND ID-20mm) | RESIN CAST WIRE TYPE (Window 20) | 132 | MRW 35-5B-20-(4T) (30/5A- Ring Type Metering ENCP RS CAST MTR1 SCND 5 A- CLS 1- BRDN 5VA) | 4464 | 3002199 | 85381090
4463 | Finished Good | Metering Current Transformers | ENCAPSULATED CT ( ROUND ID-30mm) | RESIN CAST WIRE TYPE (Window 30) | 133 | MRW 35-5A-30-(4T) (30/5A- Ring Type Metering ENCP RS CAST MTR2 SCND 5 A- CLS 3- BRDN 5VA) | 4463 | 3002047 | 85381090
4462 | Finished Good | Metering Current Transformers | ENCAPSULATED CT ( ROUND ID-20mm) | RESIN CAST WIRE TYPE (Window 20) | 132 | MRW 35-5A-20-(4T) (30/5A- Ring Type Metering ENCP RS CAST MTR1 SCND 5 A- CLS 3- BRDN 5VA) | 4462 | 3002235 | 85381090
4461 | Finished Good | Metering Current Transformers | ENCAPSULATED CT ( ROUND ID-30mm) | RESIN CAST WIRE TYPE (Window 30) | 133 | MRW 35-2.5C-30-(4T) (30/5A- Ring Type MTRNG ENCP RS CAST MTR2 SCND 5 A- CLS 0.5- BRDN 2.5VA) | 4461 | 3002091 | 85381090
4460 | Finished Good | Metering Current Transformers | ENCAPSULATED CT ( ROUND ID-20mm) | RESIN CAST WIRE TYPE (Window 20) | 132 | MRW 35-2.5C-20-(4T) (30/5A- Ring Type MTRNG ENCP RS CAST MTR1 SCND 5 A- CLS 0.5- BRDN 2.5VA) | 4460 | 3002271 | 85381090
4459 | Finished Good | Metering Current Transformers | ENCAPSULATED CT ( ROUND ID-30mm) | RESIN CAST WIRE TYPE (Window 30) | 133 | MRW 35-2.5B-30-(4T) (30/5A- Ring Type Metering ENCP RS CAST MTR2 SCND 5 A- CLS 1- BRDN 2.5VA) | 4459 | 3002127 | 85381090
4458 | Finished Good | Metering Current Transformers | ENCAPSULATED CT ( ROUND ID-20mm) | RESIN CAST WIRE TYPE (Window 20) | 132 | MRW 35-2.5B-20-(4T) (30/5A- Ring Type Metering ENCP RS CAST MTR1 SCND 5 A- CLS 1- BRDN 2.5VA) | 4458 | 3002307 | 85381090
4457 | Finished Good | Metering Current Transformers | ENCAPSULATED CT ( ROUND ID-30mm) | RESIN CAST WIRE TYPE (Window 30) | 133 | MRW 35-2.5A-30-(4T) (30/5A- Ring Type Metering ENCP RS CAST MTR2 SCND 5 A- CLS 3- BRDN 2.5VA) | 4457 | 3002163 | 85381090
4456 | Finished Good | Metering Current Transformers | ENCAPSULATED CT ( ROUND ID-20mm) | RESIN CAST WIRE TYPE (Window 20) | 132 | MRW 35-2.5A-20-(4T) (30/5A- Ring Type Metering ENCP RS CAST MTR1 SCND 5 A- CLS 3- BRDN 2.5VA) | 4456 | 3002343 | 85381090
4455 | Finished Good | Metering Current Transformers | ENCAPSULATED CT ( ROUND ID-30mm) | RESIN CAST WIRE TYPE (Window 30) | 133 | MRW 31-5C-30-(4T) (30/1A- Ring Type Metering ENCP RS CAST MTR2 SCND 1 A- CLS 0.5- BRDN 5VA) | 4455 | 3001937 | 85381090
4454 | Finished Good | Metering Current Transformers | ENCAPSULATED CT ( ROUND ID-30mm) | RESIN CAST WIRE TYPE (Window 30) | 133 | MRW 31-5B-30-(4T) (30/1A- Ring Type Metering ENCP RS CAST MTR2 SCND 1 A- CLS 1- BRDN 5VA) | 4454 | 3001981 | 85381090
4453 | Finished Good | Metering Current Transformers | ENCAPSULATED CT ( ROUND ID-20mm) | RESIN CAST WIRE TYPE (Window 20) | 132 | MRW 31-5B-20-(4T) (30/1A- Ring Type Metering ENCP RS CAST MTR1 SCND 1 A- CLS 1- BRDN 5VA) | 4453 | 3002181 | 85381090
4452 | Finished Good | Metering Current Transformers | ENCAPSULATED CT ( ROUND ID-30mm) | RESIN CAST WIRE TYPE (Window 30) | 133 | MRW 31-5A-30-(4T) (30/1A- Ring Type Metering ENCP RS CAST MTR2 SCND 1 A- CLS 3- BRDN 5VA) | 4452 | 3002025 | 85381090
4451 | Finished Good | Metering Current Transformers | ENCAPSULATED CT ( ROUND ID-20mm) | RESIN CAST WIRE TYPE (Window 20) | 132 | MRW 31-5A-20-(4T) (30/1A- Ring Type Metering ENCP RS CAST MTR1 SCND 1 A- CLS 3- BRDN 5VA) | 4451 | 3002217 | 85381090
4450 | Finished Good | Metering Current Transformers | ENCAPSULATED CT ( ROUND ID-30mm) | RESIN CAST WIRE TYPE (Window 30) | 133 | MRW 31-2.5C-30-(4T) (30/1A- Ring Type MTRNG ENCP RS CAST MTR2 SCND 1 A- CLS 0.5- BRDN 2.5VA) | 4450 | 3002069 | 85381090
4449 | Finished Good | Metering Current Transformers | ENCAPSULATED CT ( ROUND ID-20mm) | RESIN CAST WIRE TYPE (Window 20) | 132 | MRW 31-2.5C-20-(4T) (30/1A- Ring Type MTRNG ENCP RS CAST MTR1 SCND 1 A- CLS 0.5- BRDN 2.5VA) | 4449 | 3002253 | 85381090
4448 | Finished Good | Metering Current Transformers | ENCAPSULATED CT ( ROUND ID-30mm) | RESIN CAST WIRE TYPE (Window 30) | 133 | MRW 31-2.5B-30-(4T) (30/1A- Ring Type Metering ENCP RS CAST MTR2 SCND 1 A- CLS 1- BRDN 2.5VA) | 4448 | 3002109 | 85381090
4447 | Finished Good | Metering Current Transformers | ENCAPSULATED CT ( ROUND ID-20mm) | RESIN CAST WIRE TYPE (Window 20) | 132 | MRW 31-2.5B-20-(4T) (30/1A- Ring Type Metering ENCP RS CAST MTR1 SCND 1 A- CLS 1- BRDN 2.5VA) | 4447 | 3002289 | 85381090
4446 | Finished Good | Metering Current Transformers | ENCAPSULATED CT ( ROUND ID-30mm) | RESIN CAST WIRE TYPE (Window 30) | 133 | MRW 31-2.5A-30-(4T) (30/1A- Ring Type Metering ENCP RS CAST MTR2 SCND 1 A- CLS 3- BRDN 2.5VA) | 4446 | 3002145 | 85381090
4445 | Finished Good | Metering Current Transformers | ENCAPSULATED CT ( ROUND ID-20mm) | RESIN CAST WIRE TYPE (Window 20) | 132 | MRW 31-2.5A-20-(4T) (30/1A- Ring Type Metering ENCP RS CAST MTR1 SCND 1 A- CLS 3- BRDN 2.5VA) | 4445 | 3002325 | 85381090
4444 | Finished Good | Metering Current Transformers | ENCAPSULATED CT ( ROUND ID-30mm) | RESIN CAST WIRE TYPE (Window 30) | 133 | MRW 30-5C-30-(4T) (25/5A- Ring Type Metering ENCP RS CAST MTR2 SCND 5 A- CLS 0.5- BRDN 5VA) | 4444 | 3001960 | 85381090
4443 | Finished Good | Metering Current Transformers | ENCAPSULATED CT ( ROUND ID-30mm) | RESIN CAST WIRE TYPE (Window 30) | 133 | MRW 30-5B-30-(4T) (25/5A- Ring Type Metering ENCP RS CAST MTR2 SCND 5 A- CLS 1- BRDN 5VA) | 4443 | 3002004 | 85381090
4442 | Finished Good | Metering Current Transformers | ENCAPSULATED CT ( ROUND ID-20mm) | RESIN CAST WIRE TYPE (Window 20) | 132 | MRW 30-5B-20-(4T) (25/5A- Ring Type Metering ENCP RS CAST MTR1 SCND 5 A- CLS 1- BRDN 5VA) | 4442 | 3002200 | 85381090
4441 | Finished Good | Metering Current Transformers | ENCAPSULATED CT ( ROUND ID-30mm) | RESIN CAST WIRE TYPE (Window 30) | 133 | MRW 30-5A-30-(4T) (25/5A- Ring Type Metering ENCP RS CAST MTR2 SCND 5 A- CLS 3- BRDN 5VA) | 4441 | 3002048 | 85381090
4440 | Finished Good | Metering Current Transformers | ENCAPSULATED CT ( ROUND ID-20mm) | RESIN CAST WIRE TYPE (Window 20) | 132 | MRW 30-5A-20-(4T) (25/5A- Ring Type Metering ENCP RS CAST MTR1 SCND 5 A- CLS 3- BRDN 5VA) | 4440 | 3002236 | 85381090
4439 | Finished Good | Metering Current Transformers | ENCAPSULATED CT ( ROUND ID-57mm) | RESIN CAST WIRE TYPE (Window 57) | 135 | MRW 305 -5C-57 (300/5A- Ring Type Metering ENCP RS CAST MTR4 SCND 5A- CLS 0.5- BRDN 5VA) | 4439 | 3001740 | 85381090
4438 | Finished Good | Metering Current Transformers | ENCAPSULATED CT ( ROUND ID-42mm) | RESIN CAST WIRE TYPE (Window 42) | 134 | MRW 305 -5C-42 (300/5A- Ring Type Metering ENCP RS CAST MTR3 SCND 5 A- CLS 0.5- BRDN 5VA) | 4438 | 3001846 | 85381090
4437 | Finished Good | Metering Current Transformers | ENCAPSULATED CT ( ROUND ID-57mm) | RESIN CAST WIRE TYPE (Window 57) | 135 | MRW 305 -5B-57 (300/5A- Ring Type Metering ENCP RS CAST MTR4 SCND 5A- CLS 1- BRDN 5VA) | 4437 | 3001756 | 85381090
4436 | Finished Good | Metering Current Transformers | ENCAPSULATED CT ( ROUND ID-42mm) | RESIN CAST WIRE TYPE (Window 42) | 134 | MRW 305 -5B-42 (300/5A- Ring Type Metering ENCP RS CAST MTR3 SCND 5 A- CLS 1- BRDN 5VA) | 4436 | 3001862 | 85381090
4435 | Finished Good | Metering Current Transformers | ENCAPSULATED CT ( ROUND ID-57mm) | RESIN CAST WIRE TYPE (Window 57) | 135 | MRW 305 -5A-57 (300/5A- Ring Type Metering ENCP RS CAST MTR4 SCND 5A- CLS 3- BRDN 5VA) | 4435 | 3001772 | 85381090
4434 | Finished Good | Metering Current Transformers | ENCAPSULATED CT ( ROUND ID-42mm) | RESIN CAST WIRE TYPE (Window 42) | 134 | MRW 305 -5A-42 (300/5A- Ring Type Metering ENCP RS CAST MTR3 SCND 5 A- CLS 3- BRDN 5VA) | 4434 | 3001878 | 85381090
4433 | Finished Good | Metering Current Transformers | ENCAPSULATED CT ( ROUND ID-57mm) | RESIN CAST WIRE TYPE (Window 57) | 135 | MRW 305 -2.5C-57 (300/5A- Ring Type MTRNG ENCP RS CAST MTR4 SCND 5A- CLS 0.5- BRDN 2.5VA) | 4433 | 3001776 | 85381090
4432 | Finished Good | Metering Current Transformers | ENCAPSULATED CT ( ROUND ID-42mm) | RESIN CAST WIRE TYPE (Window 42) | 134 | MRW 305 -2.5C-42 (300/5A- Ring Type MTRNG ENCP RS CAST MTR3 SCND 5 A- CLS 0.5- BRDN 2.5VA) | 4432 | 3001890 | 85381090
4431 | Finished Good | Metering Current Transformers | ENCAPSULATED CT ( ROUND ID-57mm) | RESIN CAST WIRE TYPE (Window 57) | 135 | MRW 305 -15A-57 (300/5A- Ring Type Metering ENCP RS CAST MTR4 SCND 5A- CLS 3- BRDN 15VA) | 4431 | 3001692 | 85381090
4430 | Finished Good | Metering Current Transformers | ENCAPSULATED CT ( ROUND ID-42mm) | RESIN CAST WIRE TYPE (Window 42) | 134 | MRW 305 -15A-42 (300/5A- Ring Type Metering ENCP RS CAST MTR3 SCND 5 A- CLS 3- BRDN 15VA) | 4430 | 3001798 | 85381090
4429 | Finished Good | Metering Current Transformers | ENCAPSULATED CT ( ROUND ID-57mm) | RESIN CAST WIRE TYPE (Window 57) | 135 | MRW 305 -10B-57 (300/5A- Ring Type Metering ENCP RS CAST MTR4 SCND 5A- CLS 1- BRDN 10VA) | 4429 | 3001708 | 85381090
4428 | Finished Good | Metering Current Transformers | ENCAPSULATED CT ( ROUND ID-42mm) | RESIN CAST WIRE TYPE (Window 42) | 134 | MRW 305 -10B-42 (300/5A- Ring Type Metering ENCP RS CAST MTR3 SCND 5 A- CLS 1- BRDN 10VA) | 4428 | 3001814 | 85381090
4427 | Finished Good | Metering Current Transformers | ENCAPSULATED CT ( ROUND ID-57mm) | RESIN CAST WIRE TYPE (Window 57) | 135 | MRW 305 -10A-57 (300/5A- Ring Type Metering ENCP RS CAST MTR4 SCND 5A- CLS 3- BRDN 10VA) | 4427 | 3001724 | 85381090
4426 | Finished Good | Metering Current Transformers | ENCAPSULATED CT ( ROUND ID-42mm) | RESIN CAST WIRE TYPE (Window 42) | 134 | MRW 305 -10A-42 (300/5A- Ring Type Metering ENCP RS CAST MTR3 SCND 5 A- CLS 3- BRDN 10VA) | 4426 | 3001830 | 85381090
4425 | Finished Good | Metering Current Transformers | ENCAPSULATED CT ( ROUND ID-30mm) | RESIN CAST WIRE TYPE (Window 30) | 133 | MRW 30-2.5C-30-(4T) (25/5A- Ring Type MTRNG ENCP RS CAST MTR2 SCND 5 A- CLS 0.5- BRDN 2.5VA) | 4425 | 3002092 | 85381090
4424 | Finished Good | Metering Current Transformers | ENCAPSULATED CT ( ROUND ID-20mm) | RESIN CAST WIRE TYPE (Window 20) | 132 | MRW 30-2.5C-20-(4T) (25/5A- Ring Type MTRNG ENCP RS CAST MTR1 SCND 5 A- CLS 0.5- BRDN 2.5VA) | 4424 | 3002272 | 85381090
4423 | Finished Good | Metering Current Transformers | ENCAPSULATED CT ( ROUND ID-30mm) | RESIN CAST WIRE TYPE (Window 30) | 133 | MRW 30-2.5B-30-(4T) (25/5A- Ring Type Metering ENCP RS CAST MTR2 SCND 5 A- CLS 1- BRDN 2.5VA) | 4423 | 3002128 | 85381090
4422 | Finished Good | Metering Current Transformers | ENCAPSULATED CT ( ROUND ID-20mm) | RESIN CAST WIRE TYPE (Window 20) | 132 | MRW 30-2.5B-20-(4T) (25/5A- Ring Type Metering ENCP RS CAST MTR1 SCND 5 A- CLS 1- BRDN 2.5VA) | 4422 | 3002308 | 85381090
4421 | Finished Good | Metering Current Transformers | ENCAPSULATED CT ( ROUND ID-30mm) | RESIN CAST WIRE TYPE (Window 30) | 133 | MRW 30-2.5A-30-(4T) (25/5A- Ring Type Metering ENCP RS CAST MTR2 SCND 5 A- CLS 3- BRDN 2.5VA) | 4421 | 3002164 | 85381090
4420 | Finished Good | Metering Current Transformers | ENCAPSULATED CT ( ROUND ID-20mm) | RESIN CAST WIRE TYPE (Window 20) | 132 | MRW 30-2.5A-20-(4T) (25/5A- Ring Type Metering ENCP RS CAST MTR1 SCND 5 A- CLS 3- BRDN 2.5VA) | 4420 | 3002344 | 85381090
4419 | Finished Good | Metering Current Transformers | ENCAPSULATED CT ( ROUND ID-57mm) | RESIN CAST WIRE TYPE (Window 57) | 135 | MRW 301 -5C-57 (300/1A- Ring Type Metering ENCP RS CAST MTR4 SCND 1A- CLS 0.5- BRDN 5VA) | 4419 | 3001732 | 85381090
4418 | Finished Good | Metering Current Transformers | ENCAPSULATED CT ( ROUND ID-42mm) | RESIN CAST WIRE TYPE (Window 42) | 134 | MRW 301 -5C-42 (300/1A- Ring Type Metering ENCP RS CAST MTR3 SCND 1A- CLS 0.5- BRDN 5VA) | 4418 | 3001838 | 85381090
4417 | Finished Good | Metering Current Transformers | ENCAPSULATED CT ( ROUND ID-57mm) | RESIN CAST WIRE TYPE (Window 57) | 135 | MRW 301 -5B-57 (300/1A- Ring Type Metering ENCP RS CAST MTR4 SCND 1A- CLS 1- BRDN 5VA) | 4417 | 3001748 | 85381090
4416 | Finished Good | Metering Current Transformers | ENCAPSULATED CT ( ROUND ID-42mm) | RESIN CAST WIRE TYPE (Window 42) | 134 | MRW 301 -5B-42 (300/1A- Ring Type Metering ENCP RS CAST MTR3 SCND 1A- CLS 1- BRDN 5VA) | 4416 | 3001854 | 85381090
4415 | Finished Good | Metering Current Transformers | ENCAPSULATED CT ( ROUND ID-57mm) | RESIN CAST WIRE TYPE (Window 57) | 135 | MRW 301 -5A-57 (300/1A- Ring Type Metering ENCP RS CAST MTR4 SCND 1A- CLS 3- BRDN 5VA) | 4415 | 3001764 | 85381090
4414 | Finished Good | Metering Current Transformers | ENCAPSULATED CT ( ROUND ID-42mm) | RESIN CAST WIRE TYPE (Window 42) | 134 | MRW 301 -5A-42 (300/1A- Ring Type Metering ENCP RS CAST MTR3 SCND 1A- CLS 3- BRDN 5VA) | 4414 | 3001870 | 85381090
4413 | Finished Good | Metering Current Transformers | ENCAPSULATED CT ( ROUND ID-57mm) | RESIN CAST WIRE TYPE (Window 57) | 135 | MRW 301 -2.5C-57 (300/1A- Ring Type MTRNG ENCP RS CAST MTR4 SCND 1A- CLS 0.5- BRDN 2.5VA) | 4413 | 3001774 | 85381090
4412 | Finished Good | Metering Current Transformers | ENCAPSULATED CT ( ROUND ID-42mm) | RESIN CAST WIRE TYPE (Window 42) | 134 | MRW 301 -2.5C-42 (300/1A- Ring Type MTRNG ENCP RS CAST MTR3 SCND 1 A- CLS 0.5- BRDN 2.5VA) | 4412 | 3001884 | 85381090
4411 | Finished Good | Metering Current Transformers | ENCAPSULATED CT ( ROUND ID-57mm) | RESIN CAST WIRE TYPE (Window 57) | 135 | MRW 301 -15A-57 (300/1A- Ring Type Metering ENCP RS CAST MTR4 SCND 1A- CLS 3- BRDN 15VA) | 4411 | 3001684 | 85381090
4410 | Finished Good | Metering Current Transformers | ENCAPSULATED CT ( ROUND ID-42mm) | RESIN CAST WIRE TYPE (Window 42) | 134 | MRW 301 -15A-42 (300/1A- Ring Type Metering ENCP RS CAST MTR3 SCND 1A- CLS 3- BRDN 15VA) | 4410 | 3001790 | 85381090
4409 | Finished Good | Metering Current Transformers | ENCAPSULATED CT ( ROUND ID-57mm) | RESIN CAST WIRE TYPE (Window 57) | 135 | MRW 301 -10B-57 (300/1A- Ring Type Metering ENCP RS CAST MTR4 SCND 1A- CLS 1- BRDN 10VA) | 4409 | 3001700 | 85381090
4408 | Finished Good | Metering Current Transformers | ENCAPSULATED CT ( ROUND ID-42mm) | RESIN CAST WIRE TYPE (Window 42) | 134 | MRW 301 -10B-42 (300/1A- Ring Type Metering ENCP RS CAST MTR3 SCND 1A- CLS 1- BRDN 10VA) | 4408 | 3001806 | 85381090
4407 | Finished Good | Metering Current Transformers | ENCAPSULATED CT ( ROUND ID-57mm) | RESIN CAST WIRE TYPE (Window 57) | 135 | MRW 301 -10A-57 (300/1A- Ring Type Metering ENCP RS CAST MTR4 SCND 1A- CLS 3- BRDN 10VA) | 4407 | 3001716 | 85381090
4406 | Finished Good | Metering Current Transformers | ENCAPSULATED CT ( ROUND ID-42mm) | RESIN CAST WIRE TYPE (Window 42) | 134 | MRW 301 -10A-42 (300/1A- Ring Type Metering ENCP RS CAST MTR3 SCND 1A- CLS 3- BRDN 10VA) | 4406 | 3001822 | 85381090
4405 | Finished Good | Metering Current Transformers | ENCAPSULATED CT ( ROUND ID-30mm) | RESIN CAST WIRE TYPE (Window 30) | 133 | MRW 26--5C-(4T) (25/1A- Ring Type Metering ENCP RS CAST MTR2 SCND 1 A- CLS 0.5- BRDN 5VA) | 4405 | 3001938 | 85381090
4404 | Finished Good | Metering Current Transformers | ENCAPSULATED CT ( ROUND ID-20mm) | RESIN CAST WIRE TYPE (Window 20) | 132 | MRW 26-5B-20-(4T) (25/1A- Ring Type Metering ENCP RS CAST MTR1 SCND 1 A- CLS 1- BRDN 5VA) | 4404 | 3002182 | 85381090
4403 | Finished Good | Metering Current Transformers | ENCAPSULATED CT ( ROUND ID-30mm) | RESIN CAST WIRE TYPE (Window 30) | 133 | MRW 26--5B-(4T) (25/1A- Ring Type Metering ENCP RS CAST MTR2 SCND 1 A- CLS 1- BRDN 5VA) | 4403 | 3001982 | 85381090
4402 | Finished Good | Metering Current Transformers | ENCAPSULATED CT ( ROUND ID-20mm) | RESIN CAST WIRE TYPE (Window 20) | 132 | MRW 26-5A-20-(4T) (25/1A- Ring Type Metering ENCP RS CAST MTR1 SCND 1 A- CLS 3- BRDN 5VA) | 4402 | 3002218 | 85381090
4401 | Finished Good | Metering Current Transformers | ENCAPSULATED CT ( ROUND ID-30mm) | RESIN CAST WIRE TYPE (Window 30) | 133 | MRW 26-5A-(4T) (25/1A- Ring Type Metering ENCP RS CAST MTR2 SCND 1 A- CLS 3- BRDN 5VA) | 4401 | 3002026 | 85381090
4400 | Finished Good | Metering Current Transformers | ENCAPSULATED CT ( ROUND ID-20mm) | RESIN CAST WIRE TYPE (Window 20) | 132 | MRW 26-2.5C-20-(4T) (25/1A- Ring Type MTRNG ENCP RS CAST MTR1 SCND 1 A- CLS 0.5- BRDN 2.5VA) | 4400 | 3002254 | 85381090
4399 | Finished Good | Metering Current Transformers | ENCAPSULATED CT ( ROUND ID-30mm) | RESIN CAST WIRE TYPE (Window 30) | 133 | MRW 26--2.5C-(4T) (25/1A- Ring Type MTRNG ENCP RS CAST MTR2 SCND 1 A- CLS 0.5- BRDN 2.5VA) | 4399 | 3002070 | 85381090
4398 | Finished Good | Metering Current Transformers | ENCAPSULATED CT ( ROUND ID-20mm) | RESIN CAST WIRE TYPE (Window 20) | 132 | MRW 26-2.5B-20-(4T) (25/1A- Ring Type Metering ENCP RS CAST MTR1 SCND 1 A- CLS 1- BRDN 2.5VA) | 4398 | 3002290 | 85381090
4397 | Finished Good | Metering Current Transformers | ENCAPSULATED CT ( ROUND ID-30mm) | RESIN CAST WIRE TYPE (Window 30) | 133 | MRW 26--2.5B-(4T) (25/1A- Ring Type Metering ENCP RS CAST MTR2 SCND 1 A- CLS 1- BRDN 2.5VA) | 4397 | 3002110 | 85381090
4396 | Finished Good | Metering Current Transformers | ENCAPSULATED CT ( ROUND ID-20mm) | RESIN CAST WIRE TYPE (Window 20) | 132 | MRW 26-2.5A-20-(4T) (25/1A- Ring Type Metering ENCP RS CAST MTR1 SCND 1 A- CLS 3- BRDN 2.5VA) | 4396 | 3002326 | 85381090
4395 | Finished Good | Metering Current Transformers | ENCAPSULATED CT ( ROUND ID-30mm) | RESIN CAST WIRE TYPE (Window 30) | 133 | MRW 26--2.5A-(4T) (25/1A- Ring Type Metering ENCP RS CAST MTR2 SCND 1 A- CLS 3- BRDN 2.5VA) | 4395 | 3002146 | 85381090
4394 | Finished Good | Metering Current Transformers | ENCAPSULATED CT ( ROUND ID-42mm) | RESIN CAST WIRE TYPE (Window 42) | 134 | MRW 255 -5C-42 (250/5A- Ring Type Metering ENCP RS CAST MTR3 SCND 5 A- CLS 0.5- BRDN 5VA) | 4394 | 3001847 | 85381090
4393 | Finished Good | Metering Current Transformers | ENCAPSULATED CT ( ROUND ID-30mm) | RESIN CAST WIRE TYPE (Window 30) | 133 | MRW 255 -5C-30 (250/5A- Ring Type Metering ENCP RS CAST MTR2 SCND 5 A- CLS 0.5- BRDN 5VA) | 4393 | 3001950 | 85381090
4392 | Finished Good | Metering Current Transformers | ENCAPSULATED CT ( ROUND ID-42mm) | RESIN CAST WIRE TYPE (Window 42) | 134 | MRW 255 -5B-42 (250/5A- Ring Type Metering ENCP RS CAST MTR3 SCND 5 A- CLS 1- BRDN 5VA) | 4392 | 3001863 | 85381090
4391 | Finished Good | Metering Current Transformers | ENCAPSULATED CT ( ROUND ID-30mm) | RESIN CAST WIRE TYPE (Window 30) | 133 | MRW 255 -5B-30 (250/5A- Ring Type Metering ENCP RS CAST MTR2 SCND 5 A- CLS 1- BRDN 5VA) | 4391 | 3001994 | 85381090
4390 | Finished Good | Metering Current Transformers | ENCAPSULATED CT ( ROUND ID-42mm) | RESIN CAST WIRE TYPE (Window 42) | 134 | MRW 255 -5A-42 (250/5A- Ring Type Metering ENCP RS CAST MTR3 SCND 5 A- CLS 3- BRDN 5VA) | 4390 | 3001879 | 85381090
4389 | Finished Good | Metering Current Transformers | ENCAPSULATED CT ( ROUND ID-30mm) | RESIN CAST WIRE TYPE (Window 30) | 133 | MRW 255 -5A-30 (250/5A- Ring Type Metering ENCP RS CAST MTR2 SCND 5 A- CLS 3- BRDN 5VA) | 4389 | 3002038 | 85381090
4388 | Finished Good | Metering Current Transformers | ENCAPSULATED CT ( ROUND ID-42mm) | RESIN CAST WIRE TYPE (Window 42) | 134 | MRW 255 -2.5C-42 (250/5A- Ring Type MTRNG ENCP RS CAST MTR3 SCND 5 A- CLS 0.5- BRDN 2.5VA) | 4388 | 3001891 | 85381090
4387 | Finished Good | Metering Current Transformers | ENCAPSULATED CT ( ROUND ID-30mm) | RESIN CAST WIRE TYPE (Window 30) | 133 | MRW 255 -2.5C-30 (250/5A- Ring Type MTRNG ENCP RS CAST MTR2 SCND 5 A- CLS 0.5- BRDN 2.5VA) | 4387 | 3002082 | 85381090
4386 | Finished Good | Metering Current Transformers | ENCAPSULATED CT ( ROUND ID-42mm) | RESIN CAST WIRE TYPE (Window 42) | 134 | MRW 255 -15A-42 (250/5A- Ring Type Metering ENCP RS CAST MTR3 SCND 5 A- CLS 3- BRDN 15VA) | 4386 | 3001799 | 85381090
4385 | Finished Good | Metering Current Transformers | ENCAPSULATED CT ( ROUND ID-30mm) | RESIN CAST WIRE TYPE (Window 30) | 133 | MRW 255 -15A-30 (250/5A- Ring Type MTRNG ENCP RS CAST MTR2 SCND 5 A- CLS 0.5- BRDN 15VA) | 4385 | 3001899 | 85381090
4384 | Finished Good | Metering Current Transformers | ENCAPSULATED CT ( ROUND ID-42mm) | RESIN CAST WIRE TYPE (Window 42) | 134 | MRW 255 -10B-42 (250/5A- Ring Type Metering ENCP RS CAST MTR3 SCND 5 A- CLS 1- BRDN 10VA) | 4384 | 3001815 | 85381090
4383 | Finished Good | Metering Current Transformers | ENCAPSULATED CT ( ROUND ID-30mm) | RESIN CAST WIRE TYPE (Window 30) | 133 | MRW 255 -10B-30 (250/5A- Ring Type Metering ENCP RS CAST MTR2 SCND 5 A- CLS 1- BRDN 10VA) | 4383 | 3001907 | 85381090
4382 | Finished Good | Metering Current Transformers | ENCAPSULATED CT ( ROUND ID-42mm) | RESIN CAST WIRE TYPE (Window 42) | 134 | MRW 255 -10A-42 (250/5A- Ring Type Metering ENCP RS CAST MTR3 SCND 5 A- CLS 3- BRDN 10VA) | 4382 | 3001831 | 85381090
4381 | Finished Good | Metering Current Transformers | ENCAPSULATED CT ( ROUND ID-30mm) | RESIN CAST WIRE TYPE (Window 30) | 133 | MRW 255 -10A-30 (250/5A- Ring Type Metering ENCP RS CAST MTR2 SCND 5 A- CLS 3- BRDN 10VA) | 4381 | 3001915 | 85381090
4380 | Finished Good | Metering Current Transformers | ENCAPSULATED CT ( ROUND ID-42mm) | RESIN CAST WIRE TYPE (Window 42) | 134 | MRW 251 -5C-42 (250/1A- Ring Type Metering ENCP RS CAST MTR3 SCND 1A- CLS 0.5- BRDN 5VA) | 4380 | 3001839 | 85381090
4379 | Finished Good | Metering Current Transformers | ENCAPSULATED CT ( ROUND ID-30mm) | RESIN CAST WIRE TYPE (Window 30) | 133 | MRW 251 -5C-30 (250/1A- Ring Type Metering ENCP RS CAST MTR2 SCND 1 A- CLS 0.5- BRDN 5VA) | 4379 | 3001928 | 85381090
4378 | Finished Good | Metering Current Transformers | ENCAPSULATED CT ( ROUND ID-42mm) | RESIN CAST WIRE TYPE (Window 42) | 134 | MRW 251 -5B-42 (250/1A- Ring Type Metering ENCP RS CAST MTR3 SCND 1A- CLS 1- BRDN 5VA) | 4378 | 3001855 | 85381090
4377 | Finished Good | Metering Current Transformers | ENCAPSULATED CT ( ROUND ID-30mm) | RESIN CAST WIRE TYPE (Window 30) | 133 | MRW 251 -5B-30 (250/1A- Ring Type Metering ENCP RS CAST MTR2 SCND 1 A- CLS 1- BRDN 5VA) | 4377 | 3001972 | 85381090
4376 | Finished Good | Metering Current Transformers | ENCAPSULATED CT ( ROUND ID-42mm) | RESIN CAST WIRE TYPE (Window 42) | 134 | MRW 251 -5A-42 (250/1A- Ring Type Metering ENCP RS CAST MTR3 SCND 1A- CLS 3- BRDN 5VA) | 4376 | 3001871 | 85381090
4375 | Finished Good | Metering Current Transformers | ENCAPSULATED CT ( ROUND ID-30mm) | RESIN CAST WIRE TYPE (Window 30) | 133 | MRW 251 -5A-30 (250/1A- Ring Type Metering ENCP RS CAST MTR2 SCND 1 A- CLS 3- BRDN 5VA) | 4375 | 3002016 | 85381090
4374 | Finished Good | Metering Current Transformers | ENCAPSULATED CT ( ROUND ID-42mm) | RESIN CAST WIRE TYPE (Window 42) | 134 | MRW 251 -2.5C-42 (250/1A- Ring Type MTRNG ENCP RS CAST MTR3 SCND 1 A- CLS 0.5- BRDN 2.5VA) | 4374 | 3001885 | 85381090
4373 | Finished Good | Metering Current Transformers | ENCAPSULATED CT ( ROUND ID-30mm) | RESIN CAST WIRE TYPE (Window 30) | 133 | MRW 251 -2.5C-30 (250/1A- Ring Type MTRNG ENCP RS CAST MTR2 SCND 1 A- CLS 0.5- BRDN 2.5VA) | 4373 | 3002060 | 85381090
4372 | Finished Good | Metering Current Transformers | ENCAPSULATED CT ( ROUND ID-42mm) | RESIN CAST WIRE TYPE (Window 42) | 134 | MRW 251 -15A-42 (250/1A- Ring Type Metering ENCP RS CAST MTR3 SCND 1A- CLS 3- BRDN 15VA) | 4372 | 3001791 | 85381090
4371 | Finished Good | Metering Current Transformers | ENCAPSULATED CT ( ROUND ID-30mm) | RESIN CAST WIRE TYPE (Window 30) | 133 | MRW 251 -15A-30 (250/1A- Ring Type Metering ENCP RS CAST MTR2 SCND 1 A- CLS 3- BRDN 15VA) | 4371 | 3001895 | 85381090
4370 | Finished Good | Metering Current Transformers | ENCAPSULATED CT ( ROUND ID-42mm) | RESIN CAST WIRE TYPE (Window 42) | 134 | MRW 251 -10B-42 (250/1A- Ring Type Metering ENCP RS CAST MTR3 SCND 1A- CLS 1- BRDN 10VA) | 4370 | 3001807 | 85381090
4369 | Finished Good | Metering Current Transformers | ENCAPSULATED CT ( ROUND ID-30mm) | RESIN CAST WIRE TYPE (Window 30) | 133 | MRW 251 -10B-30 (250/1A- Ring Type Metering ENCP RS CAST MTR2 SCND 1 A- CLS 1- BRDN 10VA) | 4369 | 3001903 | 85381090
4368 | Finished Good | Metering Current Transformers | ENCAPSULATED CT ( ROUND ID-42mm) | RESIN CAST WIRE TYPE (Window 42) | 134 | MRW 251 -10A-42 (250/1A- Ring Type Metering ENCP RS CAST MTR3 SCND 1A- CLS 3- BRDN 10VA) | 4368 | 3001823 | 85381090
4367 | Finished Good | Metering Current Transformers | ENCAPSULATED CT ( ROUND ID-30mm) | RESIN CAST WIRE TYPE (Window 30) | 133 | MRW 251 -10A-30 (250/1A- Ring Type Metering ENCP RS CAST MTR2 SCND 1 A- CLS 3- BRDN 10VA) | 4367 | 3001911 | 85381090
4366 | Finished Good | Metering Current Transformers | ENCAPSULATED CT ( ROUND ID-110mm) | RESIN CAST WIRE TYPE (Window 110) | 137 | MRW 2505 -5C-110 (2500/5A- Ring Type Metering ENCP RS CAST MTR6 SCND 5A- CLS 0.5- BRDN 5VA) | 4366 | 3001554 | 85381090
4365 | Finished Good | Metering Current Transformers | ENCAPSULATED CT ( ROUND ID-110mm) | RESIN CAST WIRE TYPE (Window 110) | 137 | MRW 2505 -15B-110 (2500/5A- Ring Type Metering ENCP RS CAST MTR6 SCND 5A- CLS 1- BRDN 10VA) | 4365 | 3001480 | 85381090
4364 | Finished Good | Metering Current Transformers | ENCAPSULATED CT ( ROUND ID-110mm) | RESIN CAST WIRE TYPE (Window 110) | 137 | MRW 2505 -15A-110 (2500/5A- Ring Type Metering ENCP RS CAST MTR6 SCND 5A- CLS 3- BRDN 15VA) | 4364 | 3001509 | 85381090
4363 | Finished Good | Metering Current Transformers | ENCAPSULATED CT ( ROUND ID-110mm) | RESIN CAST WIRE TYPE (Window 110) | 137 | MRW 2505 -10C-110 (2500/5A- Ring Type MTRNG ENCP RS CAST MTR6 SCND 5A- CLS 0.5- BRDN 10VA) | 4363 | 3001495 | 85381090
4362 | Finished Good | Metering Current Transformers | ENCAPSULATED CT ( ROUND ID-110mm) | RESIN CAST WIRE TYPE (Window 110) | 137 | MRW 2505 -10B-110 (2500/5A- Ring Type Metering ENCP RS CAST MTR6 SCND 5A- CLS 1- BRDN 10VA) | 4362 | 3001525 | 85381090
4361 | Finished Good | Metering Current Transformers | ENCAPSULATED CT ( ROUND ID-110mm) | RESIN CAST WIRE TYPE (Window 110) | 137 | MRW 2505 -10A-110 (2500/5A- Ring Type Metering ENCP RS CAST MTR6 SCND 5A- CLS 3- BRDN 10VA) | 4361 | 3001541 | 85381090
4360 | Finished Good | Metering Current Transformers | ENCAPSULATED CT ( ROUND ID-110mm) | RESIN CAST WIRE TYPE (Window 110) | 137 | MRW 2501 -5C-110 (2500/1A- Ring Type Metering ENCP RS CAST MTR6 SCND 1A- CLS 0.5- BRDN 5VA) | 4360 | 3001548 | 85381090
4359 | Finished Good | Metering Current Transformers | ENCAPSULATED CT ( ROUND ID-110mm) | RESIN CAST TERMINAL TYPE (Window 110) | 131 | MRW 2501 -15B-110 (1200/1A- Ring Type Metering ENCP RS CAST MTR6 SCND 1A- CLS 1- BRDN 10VA) | 4359 | 3001472 | 85381090
4358 | Finished Good | Metering Current Transformers | ENCAPSULATED CT ( ROUND ID-110mm) | RESIN CAST WIRE TYPE (Window 110) | 137 | MRW 2501 -15A-110 (2500/1A- Ring Type Metering ENCP RS CAST MTR6 SCND 1A- CLS 3- BRDN 15VA) | 4358 | 3001502 | 85381090
4357 | Finished Good | Metering Current Transformers | ENCAPSULATED CT ( ROUND ID-110mm) | RESIN CAST WIRE TYPE (Window 110) | 137 | MRW 2501 -10B-110 (2500/1A- Ring Type Metering ENCP RS CAST MTR6 SCND 1A- CLS 1- BRDN 10VA) | 4357 | 3001517 | 85381090
4356 | Finished Good | Metering Current Transformers | ENCAPSULATED CT ( ROUND ID-110mm) | RESIN CAST WIRE TYPE (Window 110) | 137 | MRW 2501 -10A-110 (2500/1A- Ring Type Metering ENCP RS CAST MTR6 SCND 1A- CLS 3- BRDN 10VA) | 4356 | 3001533 | 85381090
4355 | Finished Good | Metering Current Transformers | ENCAPSULATED CT ( ROUND ID-110mm) | RESIN CAST TERMINAL TYPE (Window 110) | 131 | MRW 2501 -10A-110 (2500/1A- Ring Type Metering ENCP RS CAST MTR6 SCND 1A- CLS 3- BRDN 10VA) | 4355 | 3001529 | 85381090
4354 | Finished Good | Metering Current Transformers | ENCAPSULATED CT ( ROUND ID-42mm) | RESIN CAST WIRE TYPE (Window 42) | 134 | MRW 205 -5C-42 (200/5A- Ring Type Metering ENCP RS CAST MTR3 SCND 5 A- CLS 0.5- BRDN 5VA) | 4354 | 3001848 | 85381090
4353 | Finished Good | Metering Current Transformers | ENCAPSULATED CT ( ROUND ID-30mm) | RESIN CAST WIRE TYPE (Window 30) | 133 | MRW 205 -5C-30 (200/5A- Ring Type Metering ENCP RS CAST MTR2 SCND 5 A- CLS 0.5- BRDN 5VA) | 4353 | 3001951 | 85381090
4352 | Finished Good | Metering Current Transformers | ENCAPSULATED CT ( ROUND ID-42mm) | RESIN CAST WIRE TYPE (Window 42) | 134 | MRW 205 -5B-42 (200/5A- Ring Type Metering ENCP RS CAST MTR3 SCND 5 A- CLS 1- BRDN 5VA) | 4352 | 3001864 | 85381090
4351 | Finished Good | Metering Current Transformers | ENCAPSULATED CT ( ROUND ID-30mm) | RESIN CAST WIRE TYPE (Window 30) | 133 | MRW 205 -5B-30 (200/5A- Ring Type Metering ENCP RS CAST MTR2 SCND 5 A- CLS 1- BRDN 5VA) | 4351 | 3001995 | 85381090
4350 | Finished Good | Metering Current Transformers | ENCAPSULATED CT ( ROUND ID-42mm) | RESIN CAST WIRE TYPE (Window 42) | 134 | MRW 205 -5A-42 (200/5A- Ring Type Metering ENCP RS CAST MTR3 SCND 5 A- CLS 3- BRDN 5VA) | 4350 | 3001880 | 85381090
4349 | Finished Good | Metering Current Transformers | ENCAPSULATED CT ( ROUND ID-30mm) | RESIN CAST WIRE TYPE (Window 30) | 133 | MRW 205 -5A-30 (200/5A- Ring Type Metering ENCP RS CAST MTR2 SCND 5 A- CLS 3- BRDN 5VA) | 4349 | 3002039 | 85381090
4348 | Finished Good | Metering Current Transformers | ENCAPSULATED CT ( ROUND ID-42mm) | RESIN CAST WIRE TYPE (Window 42) | 134 | MRW 205 -2.5C-42 (200/5A- Ring Type MTRNG ENCP RS CAST MTR3 SCND 5 A- CLS 0.5- BRDN 2.5VA) | 4348 | 3001892 | 85381090
4347 | Finished Good | Metering Current Transformers | ENCAPSULATED CT ( ROUND ID-30mm) | RESIN CAST WIRE TYPE (Window 30) | 133 | MRW 205 -2.5C-30 (200/5A- Ring Type MTRNG ENCP RS CAST MTR2 SCND 5 A- CLS 0.5- BRDN 2.5VA) | 4347 | 3002083 | 85381090
4346 | Finished Good | Metering Current Transformers | ENCAPSULATED CT ( ROUND ID-42mm) | RESIN CAST WIRE TYPE (Window 42) | 134 | MRW 205 -15A-42 (200/5A- Ring Type Metering ENCP RS CAST MTR3 SCND 5 A- CLS 3- BRDN 15VA) | 4346 | 3001800 | 85381090
4345 | Finished Good | Metering Current Transformers | ENCAPSULATED CT ( ROUND ID-30mm) | RESIN CAST WIRE TYPE (Window 30) | 133 | MRW 205 -15A-30 (200/5A- Ring Type MTRNG ENCP RS CAST MTR2 SCND 5 A- CLS 0.5- BRDN 15VA) | 4345 | 3001900 | 85381090
4344 | Finished Good | Metering Current Transformers | ENCAPSULATED CT ( ROUND ID-42mm) | RESIN CAST WIRE TYPE (Window 42) | 134 | MRW 205 -10B-42 (200/5A- Ring Type Metering ENCP RS CAST MTR3 SCND 5 A- CLS 1- BRDN 10VA) | 4344 | 3001816 | 85381090
4343 | Finished Good | Metering Current Transformers | ENCAPSULATED CT ( ROUND ID-30mm) | RESIN CAST WIRE TYPE (Window 30) | 133 | MRW 205 -10B-30 (200/5A- Ring Type Metering ENCP RS CAST MTR2 SCND 5 A- CLS 1- BRDN 10VA) | 4343 | 3001908 | 85381090
4342 | Finished Good | Metering Current Transformers | ENCAPSULATED CT ( ROUND ID-42mm) | RESIN CAST WIRE TYPE (Window 42) | 134 | MRW 205 -10A-42 (200/5A- Ring Type Metering ENCP RS CAST MTR3 SCND 5 A- CLS 3- BRDN 10VA) | 4342 | 3001832 | 85381090
4341 | Finished Good | Metering Current Transformers | ENCAPSULATED CT ( ROUND ID-30mm) | RESIN CAST WIRE TYPE (Window 30) | 133 | MRW 205 -10A-30 (200/5A- Ring Type Metering ENCP RS CAST MTR2 SCND 5 A- CLS 3- BRDN 10VA) | 4341 | 3001916 | 85381090
4340 | Finished Good | Metering Current Transformers | ENCAPSULATED CT ( ROUND ID-42mm) | RESIN CAST WIRE TYPE (Window 42) | 134 | MRW 201 -5C-42 (200/1A- Ring Type Metering ENCP RS CAST MTR3 SCND 1A- CLS 0.5- BRDN 5VA) | 4340 | 3001840 | 85381090
4339 | Finished Good | Metering Current Transformers | ENCAPSULATED CT ( ROUND ID-30mm) | RESIN CAST WIRE TYPE (Window 30) | 133 | MRW 201 -5C-30 (200/1A- Ring Type Metering ENCP RS CAST MTR2 SCND 1 A- CLS 0.5- BRDN 5VA) | 4339 | 3001929 | 85381090
4338 | Finished Good | Metering Current Transformers | ENCAPSULATED CT ( ROUND ID-42mm) | RESIN CAST WIRE TYPE (Window 42) | 134 | MRW 201 -5B-42 (200/1A- Ring Type Metering ENCP RS CAST MTR3 SCND 1A- CLS 1- BRDN 5VA) | 4338 | 3001856 | 85381090
4337 | Finished Good | Metering Current Transformers | ENCAPSULATED CT ( ROUND ID-30mm) | RESIN CAST WIRE TYPE (Window 30) | 133 | MRW 201 -5B-30 (200/1A- Ring Type Metering ENCP RS CAST MTR2 SCND 1 A- CLS 1- BRDN 5VA) | 4337 | 3001973 | 85381090
4336 | Finished Good | Metering Current Transformers | ENCAPSULATED CT ( ROUND ID-42mm) | RESIN CAST WIRE TYPE (Window 42) | 134 | MRW 201 -5A-42 (200/1A- Ring Type Metering ENCP RS CAST MTR3 SCND 1A- CLS 3- BRDN 5VA) | 4336 | 3001872 | 85381090
4335 | Finished Good | Metering Current Transformers | ENCAPSULATED CT ( ROUND ID-30mm) | RESIN CAST WIRE TYPE (Window 30) | 133 | MRW 201 -5A-30 (200/1A- Ring Type Metering ENCP RS CAST MTR2 SCND 1 A- CLS 3- BRDN 5VA) | 4335 | 3002017 | 85381090
4334 | Finished Good | Metering Current Transformers | ENCAPSULATED CT ( ROUND ID-42mm) | RESIN CAST WIRE TYPE (Window 42) | 134 | MRW 201 -2.5C-42 (200/1A- Ring Type MTRNG ENCP RS CAST MTR3 SCND 1 A- CLS 0.5- BRDN 2.5VA) | 4334 | 3001886 | 85381090
4333 | Finished Good | Metering Current Transformers | ENCAPSULATED CT ( ROUND ID-30mm) | RESIN CAST WIRE TYPE (Window 30) | 133 | MRW 201 -2.5C-30 (200/1A- Ring Type MTRNG ENCP RS CAST MTR2 SCND 1 A- CLS 0.5- BRDN 2.5VA) | 4333 | 3002061 | 85381090
4332 | Finished Good | Metering Current Transformers | ENCAPSULATED CT ( ROUND ID-42mm) | RESIN CAST WIRE TYPE (Window 42) | 134 | MRW 201 -15A-42 (200/1A- Ring Type Metering ENCP RS CAST MTR3 SCND 1A- CLS 3- BRDN 15VA) | 4332 | 3001792 | 85381090
4331 | Finished Good | Metering Current Transformers | ENCAPSULATED CT ( ROUND ID-30mm) | RESIN CAST WIRE TYPE (Window 30) | 133 | MRW 201 -15A-30 (200/1A- Ring Type Metering ENCP RS CAST MTR2 SCND 1 A- CLS 3- BRDN 15VA) | 4331 | 3001896 | 85381090
4330 | Finished Good | Metering Current Transformers | ENCAPSULATED CT ( ROUND ID-42mm) | RESIN CAST WIRE TYPE (Window 42) | 134 | MRW 201 -10B-42 (200/1A- Ring Type Metering ENCP RS CAST MTR3 SCND 1A- CLS 1- BRDN 10VA) | 4330 | 3001808 | 85381090
4329 | Finished Good | Metering Current Transformers | ENCAPSULATED CT ( ROUND ID-30mm) | RESIN CAST WIRE TYPE (Window 30) | 133 | MRW 201 -10B-30 (200/1A- Ring Type Metering ENCP RS CAST MTR2 SCND 1 A- CLS 1- BRDN 10VA) | 4329 | 3001904 | 85381090
4328 | Finished Good | Metering Current Transformers | ENCAPSULATED CT ( ROUND ID-42mm) | RESIN CAST WIRE TYPE (Window 42) | 134 | MRW 201 -10A-42 (200/1A- Ring Type Metering ENCP RS CAST MTR3 SCND 1A- CLS 3- BRDN 10VA) | 4328 | 3001824 | 85381090
4327 | Finished Good | Metering Current Transformers | ENCAPSULATED CT ( ROUND ID-30mm) | RESIN CAST WIRE TYPE (Window 30) | 133 | MRW 201 -10A-30 (200/1A- Ring Type Metering ENCP RS CAST MTR2 SCND 1 A- CLS 3- BRDN 10VA) | 4327 | 3001912 | 85381090
4326 | Finished Good | Metering Current Transformers | ENCAPSULATED CT ( ROUND ID-110mm) | RESIN CAST WIRE TYPE (Window 110) | 137 | MRW 2005 -5C-110 (2000/5A- Ring Type Metering ENCP RS CAST MTR6 SCND 5A- CLS 0.5- BRDN 5VA) | 4326 | 3001555 | 85381090
4325 | Finished Good | Metering Current Transformers | ENCAPSULATED CT ( ROUND ID-110mm) | RESIN CAST WIRE TYPE (Window 110) | 137 | MRW 2005 -15B-110 (2000/5A- Ring Type Metering ENCP RS CAST MTR6 SCND 5A- CLS 1- BRDN 10VA) | 4325 | 3001481 | 85381090
4324 | Finished Good | Metering Current Transformers | ENCAPSULATED CT ( ROUND ID-110mm) | RESIN CAST WIRE TYPE (Window 110) | 137 | MRW 2005 -15A-110 (2000/5A- Ring Type Metering ENCP RS CAST MTR6 SCND 5A- CLS 3- BRDN 15VA) | 4324 | 3001510 | 85381090
4323 | Finished Good | Metering Current Transformers | ENCAPSULATED CT ( ROUND ID-110mm) | RESIN CAST WIRE TYPE (Window 110) | 137 | MRW 2005 -10C-110 (2000/5A- Ring Type MTRNG ENCP RS CAST MTR6 SCND 5A- CLS 0.5- BRDN 10VA) | 4323 | 3001496 | 85381090
4322 | Finished Good | Metering Current Transformers | ENCAPSULATED CT ( ROUND ID-110mm) | RESIN CAST WIRE TYPE (Window 110) | 137 | MRW 2005 -10B-110 (2000/5A- Ring Type Metering ENCP RS CAST MTR6 SCND 5A- CLS 1- BRDN 10VA) | 4322 | 3001526 | 85381090
4321 | Finished Good | Metering Current Transformers | ENCAPSULATED CT ( ROUND ID-110mm) | RESIN CAST WIRE TYPE (Window 110) | 137 | MRW 2005 -10A-110 (2000/5A- Ring Type Metering ENCP RS CAST MTR6 SCND 5A- CLS 3- BRDN 10VA) | 4321 | 3001542 | 85381090
4320 | Finished Good | Metering Current Transformers | ENCAPSULATED CT ( ROUND ID-110mm) | RESIN CAST WIRE TYPE (Window 110) | 137 | MRW 2001 -5C-110 (2000/1A- Ring Type Metering ENCP RS CAST MTR6 SCND 1A- CLS 0.5- BRDN 5VA) | 4320 | 3001549 | 85381090
4319 | Finished Good | Metering Current Transformers | ENCAPSULATED CT ( ROUND ID-110mm) | RESIN CAST WIRE TYPE (Window 110) | 137 | MRW 2001 -15B-110 (2000/1A- Ring Type Metering ENCP RS CAST MTR6 SCND 1A- CLS 1- BRDN 10VA) | 4319 | 3001473 | 85381090
4318 | Finished Good | Metering Current Transformers | ENCAPSULATED CT ( ROUND ID-110mm) | RESIN CAST WIRE TYPE (Window 110) | 137 | MRW 2001 -10C-110 (2000/1A- Ring Type MTRNG ENCP RS CAST MTR6 SCND 1A- CLS 0.5- BRDN 10VA) | 4318 | 3001488 | 85381090
4317 | Finished Good | Metering Current Transformers | ENCAPSULATED CT ( ROUND ID-110mm) | RESIN CAST WIRE TYPE (Window 110) | 137 | MRW 2001 -10B-110 (2000/1A- Ring Type Metering ENCP RS CAST MTR6 SCND 1A- CLS 1- BRDN 10VA) | 4317 | 3001518 | 85381090
4316 | Finished Good | Metering Current Transformers | ENCAPSULATED CT ( ROUND ID-110mm) | RESIN CAST WIRE TYPE (Window 110) | 137 | MRW 2001 -10A-110 (2000/1A- Ring Type Metering ENCP RS CAST MTR6 SCND 1A- CLS 3- BRDN 10VA) | 4316 | 3001534 | 85381090
4315 | Finished Good | Metering Current Transformers | ENCAPSULATED CT ( ROUND ID-110mm) | RESIN CAST TERMINAL TYPE (Window 110) | 131 | MRW 2001 -10A-110 (2000/1A- Ring Type Metering ENCP RS CAST MTR6 SCND 1A- CLS 3- BRDN 10VA) | 4315 | 3001530 | 85381090
4314 | Finished Good | Metering Current Transformers | ENCAPSULATED CT ( ROUND ID-110mm) | RESIN CAST WIRE TYPE (Window 110) | 137 | MRW 1605 -5C-110 (1600/5A- Ring Type Metering ENCP RS CAST MTR6 SCND 5A- CLS 0.5- BRDN 5VA) | 4314 | 3001556 | 85381090
4313 | Finished Good | Metering Current Transformers | ENCAPSULATED CT ( ROUND ID-110mm) | RESIN CAST WIRE TYPE (Window 110) | 137 | MRW 1605 -15B-110 (1600/5A- Ring Type Metering ENCP RS CAST MTR6 SCND 5A- CLS 1- BRDN 10VA) | 4313 | 3001482 | 85381090
4312 | Finished Good | Metering Current Transformers | ENCAPSULATED CT ( ROUND ID-110mm) | RESIN CAST WIRE TYPE (Window 110) | 137 | MRW 1605 -15A-110 (1600/5A- Ring Type Metering ENCP RS CAST MTR6 SCND 5A- CLS 3- BRDN 15VA) | 4312 | 3001511 | 85381090
4311 | Finished Good | Metering Current Transformers | ENCAPSULATED CT ( ROUND ID-110mm) | RESIN CAST WIRE TYPE (Window 110) | 137 | MRW 1605 -10C-110 (1600/5A- Ring Type MTRNG ENCP RS CAST MTR6 SCND 5A- CLS 0.5- BRDN 10VA) | 4311 | 3001497 | 85381090
4310 | Finished Good | Metering Current Transformers | ENCAPSULATED CT ( ROUND ID-110mm) | RESIN CAST WIRE TYPE (Window 110) | 137 | MRW 1605 -10B-110 (1600/5A- Ring Type Metering ENCP RS CAST MTR6 SCND 5A- CLS 1- BRDN 10VA) | 4310 | 3001527 | 85381090
4309 | Finished Good | Metering Current Transformers | ENCAPSULATED CT ( ROUND ID-110mm) | RESIN CAST WIRE TYPE (Window 110) | 137 | MRW 1605 -10A-110 (1600/5A- Ring Type Metering ENCP RS CAST MTR6 SCND 5A- CLS 3- BRDN 10VA) | 4309 | 3001543 | 85381090
4308 | Finished Good | Metering Current Transformers | ENCAPSULATED CT ( ROUND ID-110mm) | RESIN CAST WIRE TYPE (Window 110) | 137 | MRW 1601 -5C-110 (1600/1A- Ring Type Metering ENCP RS CAST MTR6 SCND 1A- CLS 0.5- BRDN 5VA) | 4308 | 3001550 | 85381090
4307 | Finished Good | Metering Current Transformers | ENCAPSULATED CT ( ROUND ID-110mm) | RESIN CAST WIRE TYPE (Window 110) | 137 | MRW 1601 -15B-110 (1600/1A- Ring Type Metering ENCP RS CAST MTR6 SCND 1A- CLS 1- BRDN 10VA) | 4307 | 3001474 | 85381090
4306 | Finished Good | Metering Current Transformers | ENCAPSULATED CT ( ROUND ID-110mm) | RESIN CAST WIRE TYPE (Window 110) | 137 | MRW 1601 -15A-110 (1600/1A- Ring Type Metering ENCP RS CAST MTR6 SCND 1A- CLS 3- BRDN 15VA) | 4306 | 3001503 | 85381090
4305 | Finished Good | Metering Current Transformers | ENCAPSULATED CT ( ROUND ID-110mm) | RESIN CAST WIRE TYPE (Window 110) | 137 | MRW 1601 -10C-110 (1600/1A- Ring Type MTRNG ENCP RS CAST MTR6 SCND 1A- CLS 0.5- BRDN 10VA) | 4305 | 3001489 | 85381090
4304 | Finished Good | Metering Current Transformers | ENCAPSULATED CT ( ROUND ID-110mm) | RESIN CAST WIRE TYPE (Window 110) | 137 | MRW 1601 -10B-110 (1600/1A- Ring Type Metering ENCP RS CAST MTR6 SCND 1A- CLS 1- BRDN 10VA) | 4304 | 3001519 | 85381090
4303 | Finished Good | Metering Current Transformers | ENCAPSULATED CT ( ROUND ID-110mm) | RESIN CAST WIRE TYPE (Window 110) | 137 | MRW 1601 -10A-110 (1600/1A- Ring Type Metering ENCP RS CAST MTR6 SCND 1A- CLS 3- BRDN 10VA) | 4303 | 3001535 | 85381090
4302 | Finished Good | Metering Current Transformers | ENCAPSULATED CT ( ROUND ID-110mm) | RESIN CAST TERMINAL TYPE (Window 110) | 131 | MRW 1601 -10A-110 (1600/1A- Ring Type Metering ENCP RS CAST MTR6 SCND 1A- CLS 3- BRDN 10VA) | 4302 | 3001531 | 85381090
4301 | Finished Good | Metering Current Transformers | ENCAPSULATED CT ( ROUND ID-30mm) | RESIN CAST WIRE TYPE (Window 30) | 133 | MRW 155 -5C-30 (150/5A- Ring Type Metering ENCP RS CAST MTR2 SCND 5 A- CLS 0.5- BRDN 5VA) | 4301 | 3001952 | 85381090
4300 | Finished Good | Metering Current Transformers | ENCAPSULATED CT ( ROUND ID-30mm) | RESIN CAST WIRE TYPE (Window 30) | 133 | MRW 155 -5B-30 (150/5A- Ring Type Metering ENCP RS CAST MTR2 SCND 5 A- CLS 1- BRDN 5VA) | 4300 | 3001996 | 85381090
4299 | Finished Good | Metering Current Transformers | ENCAPSULATED CT ( ROUND ID-20mm) | RESIN CAST WIRE TYPE (Window 20) | 132 | MRW 155 -5B-20 (150/5A- Ring Type Metering ENCP RS CAST MTR1 SCND 5 A- CLS 1- BRDN 5VA) | 4299 | 3002192 | 85381090
4298 | Finished Good | Metering Current Transformers | ENCAPSULATED CT ( ROUND ID-30mm) | RESIN CAST WIRE TYPE (Window 30) | 133 | MRW 155 -5A-30 (150/5A- Ring Type Metering ENCP RS CAST MTR2 SCND 5 A- CLS 3- BRDN 5VA) | 4298 | 3002040 | 85381090
4297 | Finished Good | Metering Current Transformers | ENCAPSULATED CT ( ROUND ID-20mm) | RESIN CAST WIRE TYPE (Window 20) | 132 | MRW 155 -5A-20 (150/5A- Ring Type Metering ENCP RS CAST MTR1 SCND 5 A- CLS 3- BRDN 5VA) | 4297 | 3002228 | 85381090
4296 | Finished Good | Metering Current Transformers | ENCAPSULATED CT ( ROUND ID-30mm) | RESIN CAST WIRE TYPE (Window 30) | 133 | MRW 155 -2.5C-30 (150/5A- Ring Type MTRNG ENCP RS CAST MTR2 SCND 5 A- CLS 0.5- BRDN 2.5VA) | 4296 | 3002084 | 85381090
4295 | Finished Good | Metering Current Transformers | ENCAPSULATED CT ( ROUND ID-20mm) | RESIN CAST WIRE TYPE (Window 20) | 132 | MRW 155 -2.5C-20 (150/5A- Ring Type MTRNG ENCP RS CAST MTR1 SCND 5 A- CLS 0.5- BRDN 2.5VA) | 4295 | 3002264 | 85381090
4294 | Finished Good | Metering Current Transformers | ENCAPSULATED CT ( ROUND ID-30mm) | RESIN CAST WIRE TYPE (Window 30) | 133 | MRW 155 -2.5B-30 (150/5A- Ring Type Metering ENCP RS CAST MTR2 SCND 5 A- CLS 1- BRDN 2.5VA) | 4294 | 3002120 | 85381090
4293 | Finished Good | Metering Current Transformers | ENCAPSULATED CT ( ROUND ID-20mm) | RESIN CAST WIRE TYPE (Window 20) | 132 | MRW 155 -2.5B-20 (150/5A- Ring Type Metering ENCP RS CAST MTR1 SCND 5 A- CLS 1- BRDN 2.5VA) | 4293 | 3002300 | 85381090
4292 | Finished Good | Metering Current Transformers | ENCAPSULATED CT ( ROUND ID-30mm) | RESIN CAST WIRE TYPE (Window 30) | 133 | MRW 155 -2.5A-30 (150/5A- Ring Type Metering ENCP RS CAST MTR2 SCND 5 A- CLS 3- BRDN 2.5VA) | 4292 | 3002156 | 85381090
4291 | Finished Good | Metering Current Transformers | ENCAPSULATED CT ( ROUND ID-20mm) | RESIN CAST WIRE TYPE (Window 20) | 132 | MRW 155 -2.5A-20 (150/5A- Ring Type Metering ENCP RS CAST MTR1 SCND 5 A- CLS 3- BRDN 2.5VA) | 4291 | 3002336 | 85381090
4290 | Finished Good | Metering Current Transformers | ENCAPSULATED CT ( ROUND ID-30mm) | RESIN CAST WIRE TYPE (Window 30) | 133 | MRW 151 -5C-30 (150/1A- Ring Type Metering ENCP RS CAST MTR2 SCND 1 A- CLS 0.5- BRDN 5VA) | 4290 | 3001930 | 85381090
4289 | Finished Good | Metering Current Transformers | ENCAPSULATED CT ( ROUND ID-30mm) | RESIN CAST WIRE TYPE (Window 30) | 133 | MRW 151 -5B-30 (150/1A- Ring Type Metering ENCP RS CAST MTR2 SCND 1 A- CLS 1- BRDN 5VA) | 4289 | 3001974 | 85381090
4288 | Finished Good | Metering Current Transformers | ENCAPSULATED CT ( ROUND ID-20mm) | RESIN CAST WIRE TYPE (Window 20) | 132 | MRW 151 -5B-20 (150/1A- Ring Type Metering ENCP RS CAST MTR1 SCND 1 A- CLS 1- BRDN 5VA) | 4288 | 3002174 | 85381090
4287 | Finished Good | Metering Current Transformers | ENCAPSULATED CT ( ROUND ID-30mm) | RESIN CAST WIRE TYPE (Window 30) | 133 | MRW 151 -5A-30 (150/1A- Ring Type Metering ENCP RS CAST MTR2 SCND 1 A- CLS 3- BRDN 5VA) | 4287 | 3002018 | 85381090
4286 | Finished Good | Metering Current Transformers | ENCAPSULATED CT ( ROUND ID-20mm) | RESIN CAST WIRE TYPE (Window 20) | 132 | MRW 151 -5A-20 (150/1A- Ring Type Metering ENCP RS CAST MTR1 SCND 1 A- CLS 3- BRDN 5VA) | 4286 | 3002210 | 85381090
4285 | Finished Good | Metering Current Transformers | ENCAPSULATED CT ( ROUND ID-30mm) | RESIN CAST WIRE TYPE (Window 30) | 133 | MRW 151 -2.5C-30 (150/1A- Ring Type MTRNG ENCP RS CAST MTR2 SCND 1 A- CLS 0.5- BRDN 2.5VA) | 4285 | 3002062 | 85381090
4284 | Finished Good | Metering Current Transformers | ENCAPSULATED CT ( ROUND ID-20mm) | RESIN CAST WIRE TYPE (Window 20) | 132 | MRW 151 -2.5C-20 (150/1A- Ring Type MTRNG ENCP RS CAST MTR1 SCND 1 A- CLS 0.5- BRDN 2.5VA) | 4284 | 3002246 | 85381090
4283 | Finished Good | Metering Current Transformers | ENCAPSULATED CT ( ROUND ID-30mm) | RESIN CAST WIRE TYPE (Window 30) | 133 | MRW 151 -2.5B-30 (150/1A- Ring Type Metering ENCP RS CAST MTR2 SCND 1 A- CLS 1- BRDN 2.5VA) | 4283 | 3002102 | 85381090
4282 | Finished Good | Metering Current Transformers | ENCAPSULATED CT ( ROUND ID-20mm) | RESIN CAST WIRE TYPE (Window 20) | 132 | MRW 151 -2.5B-20 (150/1A- Ring Type Metering ENCP RS CAST MTR1 SCND 1 A- CLS 1- BRDN 2.5VA) | 4282 | 3002282 | 85381090
4281 | Finished Good | Metering Current Transformers | ENCAPSULATED CT ( ROUND ID-30mm) | RESIN CAST WIRE TYPE (Window 30) | 133 | MRW 151 -2.5A-30 (150/1A- Ring Type Metering ENCP RS CAST MTR2 SCND 1 A- CLS 3- BRDN 2.5VA) | 4281 | 3002138 | 85381090
4280 | Finished Good | Metering Current Transformers | ENCAPSULATED CT ( ROUND ID-20mm) | RESIN CAST WIRE TYPE (Window 20) | 132 | MRW 151 -2.5A-20 (150/1A- Ring Type Metering ENCP RS CAST MTR1 SCND 1 A- CLS 3- BRDN 2.5VA) | 4280 | 3002318 | 85381090
4279 | Finished Good | Metering Current Transformers | ENCAPSULATED CT ( ROUND ID-30mm) | RESIN CAST WIRE TYPE (Window 30) | 133 | MRW 130 -5C-30 (125/5A- Ring Type Metering ENCP RS CAST MTR2 SCND 5 A- CLS 0.5- BRDN 5VA) | 4279 | 3001953 | 85381090
4278 | Finished Good | Metering Current Transformers | ENCAPSULATED CT ( ROUND ID-30mm) | RESIN CAST WIRE TYPE (Window 30) | 133 | MRW 130 -5B-30 (125/5A- Ring Type Metering ENCP RS CAST MTR2 SCND 5 A- CLS 1- BRDN 5VA) | 4278 | 3001997 | 85381090
4277 | Finished Good | Metering Current Transformers | ENCAPSULATED CT ( ROUND ID-20mm) | RESIN CAST WIRE TYPE (Window 20) | 132 | MRW 130 -5B-20 (125/5A- Ring Type Metering ENCP RS CAST MTR1 SCND 5 A- CLS 1- BRDN 5VA) | 4277 | 3002193 | 85381090
4276 | Finished Good | Metering Current Transformers | ENCAPSULATED CT ( ROUND ID-30mm) | RESIN CAST WIRE TYPE (Window 30) | 133 | MRW 130 -5A-30 (125/5A- Ring Type Metering ENCP RS CAST MTR2 SCND 5 A- CLS 3- BRDN 5VA) | 4276 | 3002041 | 85381090
4275 | Finished Good | Metering Current Transformers | ENCAPSULATED CT ( ROUND ID-20mm) | RESIN CAST WIRE TYPE (Window 20) | 132 | MRW 130 -5A-20 (125/5A- Ring Type Metering ENCP RS CAST MTR1 SCND 5 A- CLS 3- BRDN 5VA) | 4275 | 3002229 | 85381090
4274 | Finished Good | Metering Current Transformers | ENCAPSULATED CT ( ROUND ID-30mm) | RESIN CAST WIRE TYPE (Window 30) | 133 | MRW 130 -2.5C-30 (125/5A- Ring Type MTRNG ENCP RS CAST MTR2 SCND 5 A- CLS 0.5- BRDN 2.5VA) | 4274 | 3002085 | 85381090
4273 | Finished Good | Metering Current Transformers | ENCAPSULATED CT ( ROUND ID-20mm) | RESIN CAST WIRE TYPE (Window 20) | 132 | MRW 130 -2.5C-20 (125/5A- Ring Type MTRNG ENCP RS CAST MTR1 SCND 5 A- CLS 0.5- BRDN 2.5VA) | 4273 | 3002265 | 85381090
4272 | Finished Good | Metering Current Transformers | ENCAPSULATED CT ( ROUND ID-30mm) | RESIN CAST WIRE TYPE (Window 30) | 133 | MRW 130 -2.5B-30 (125/5A- Ring Type Metering ENCP RS CAST MTR2 SCND 5 A- CLS 1- BRDN 2.5VA) | 4272 | 3002121 | 85381090
4271 | Finished Good | Metering Current Transformers | ENCAPSULATED CT ( ROUND ID-20mm) | RESIN CAST WIRE TYPE (Window 20) | 132 | MRW 130 -2.5B-20 (125/5A- Ring Type Metering ENCP RS CAST MTR1 SCND 5 A- CLS 1- BRDN 2.5VA) | 4271 | 3002301 | 85381090
4270 | Finished Good | Metering Current Transformers | ENCAPSULATED CT ( ROUND ID-30mm) | RESIN CAST WIRE TYPE (Window 30) | 133 | MRW 130 -2.5A-30 (125/5A- Ring Type Metering ENCP RS CAST MTR2 SCND 5 A- CLS 3- BRDN 2.5VA) | 4270 | 3002157 | 85381090
4269 | Finished Good | Metering Current Transformers | ENCAPSULATED CT ( ROUND ID-20mm) | RESIN CAST WIRE TYPE (Window 20) | 132 | MRW 130 -2.5A-20 (125/5A- Ring Type Metering ENCP RS CAST MTR1 SCND 5 A- CLS 3- BRDN 2.5VA) | 4269 | 3002337 | 85381090
4268 | Finished Good | Metering Current Transformers | ENCAPSULATED CT ( ROUND ID-30mm) | RESIN CAST WIRE TYPE (Window 30) | 133 | MRW 126 -5C-30 (125/1A- Ring Type Metering ENCP RS CAST MTR2 SCND 1 A- CLS 0.5- BRDN 5VA) | 4268 | 3001931 | 85381090
4267 | Finished Good | Metering Current Transformers | ENCAPSULATED CT ( ROUND ID-30mm) | RESIN CAST WIRE TYPE (Window 30) | 133 | MRW 126 -5B-30 (125/1A- Ring Type Metering ENCP RS CAST MTR2 SCND 1 A- CLS 1- BRDN 5VA) | 4267 | 3001975 | 85381090
4266 | Finished Good | Metering Current Transformers | ENCAPSULATED CT ( ROUND ID-20mm) | RESIN CAST WIRE TYPE (Window 20) | 132 | MRW 126 -5B-20 (125/1A- Ring Type Metering ENCP RS CAST MTR1 SCND 1 A- CLS 1- BRDN 5VA) | 4266 | 3002175 | 85381090
4265 | Finished Good | Metering Current Transformers | ENCAPSULATED CT ( ROUND ID-30mm) | RESIN CAST WIRE TYPE (Window 30) | 133 | MRW 126 -5A-30 (125/1A- Ring Type Metering ENCP RS CAST MTR2 SCND 1 A- CLS 3- BRDN 5VA) | 4265 | 3002019 | 85381090
4264 | Finished Good | Metering Current Transformers | ENCAPSULATED CT ( ROUND ID-20mm) | RESIN CAST WIRE TYPE (Window 20) | 132 | MRW 126 -5A-20 (125/1A- Ring Type Metering ENCP RS CAST MTR1 SCND 1 A- CLS 3- BRDN 5VA) | 4264 | 3002211 | 85381090
4263 | Finished Good | Metering Current Transformers | ENCAPSULATED CT ( ROUND ID-30mm) | RESIN CAST WIRE TYPE (Window 30) | 133 | MRW 126 -2.5C-30 (125/1A- Ring Type MTRNG ENCP RS CAST MTR2 SCND 1 A- CLS 0.5- BRDN 2.5VA) | 4263 | 3002063 | 85381090
4262 | Finished Good | Metering Current Transformers | ENCAPSULATED CT ( ROUND ID-20mm) | RESIN CAST WIRE TYPE (Window 20) | 132 | MRW 126 -2.5C-20 (125/1A- Ring Type MTRNG ENCP RS CAST MTR1 SCND 1 A- CLS 0.5- BRDN 2.5VA) | 4262 | 3002247 | 85381090
4261 | Finished Good | Metering Current Transformers | ENCAPSULATED CT ( ROUND ID-30mm) | RESIN CAST WIRE TYPE (Window 30) | 133 | MRW 126 -2.5B-30 (125/1A- Ring Type Metering ENCP RS CAST MTR2 SCND 1 A- CLS 1- BRDN 2.5VA) | 4261 | 3002103 | 85381090
4260 | Finished Good | Metering Current Transformers | ENCAPSULATED CT ( ROUND ID-20mm) | RESIN CAST WIRE TYPE (Window 20) | 132 | MRW 126 -2.5B-20 (125/1A- Ring Type Metering ENCP RS CAST MTR1 SCND 1 A- CLS 1- BRDN 2.5VA) | 4260 | 3002283 | 85381090
4259 | Finished Good | Metering Current Transformers | ENCAPSULATED CT ( ROUND ID-30mm) | RESIN CAST WIRE TYPE (Window 30) | 133 | MRW 126 -2.5A-30 (125/1A- Ring Type Metering ENCP RS CAST MTR2 SCND 1 A- CLS 3- BRDN 2.5VA) | 4259 | 3002139 | 85381090
4258 | Finished Good | Metering Current Transformers | ENCAPSULATED CT ( ROUND ID-20mm) | RESIN CAST WIRE TYPE (Window 20) | 132 | MRW 126 -2.5A-20 (125/1A- Ring Type Metering ENCP RS CAST MTR1 SCND 1 A- CLS 3- BRDN 2.5VA) | 4258 | 3002319 | 85381090
4257 | Finished Good | Metering Current Transformers | ENCAPSULATED CT ( ROUND ID-110mm) | RESIN CAST WIRE TYPE (Window 110) | 137 | MRW 1205 -15B-110 (1200/5A- Ring Type Metering ENCP RS CAST MTR6 SCND 5A- CLS 1- BRDN 10VA) | 4257 | 3001483 | 85381090
4256 | Finished Good | Metering Current Transformers | ENCAPSULATED CT ( ROUND ID-110mm) | RESIN CAST WIRE TYPE (Window 110) | 137 | MRW 1205 -15A-110 (1200/5A- Ring Type Metering ENCP RS CAST MTR6 SCND 5A- CLS 3- BRDN 15VA) | 4256 | 3001512 | 85381090
4255 | Finished Good | Metering Current Transformers | ENCAPSULATED CT ( ROUND ID-110mm) | RESIN CAST WIRE TYPE (Window 110) | 137 | MRW 1205 -10C-110 (1200/5A- Ring Type MTRNG ENCP RS CAST MTR6 SCND 5A- CLS 0.5- BRDN 10VA) | 4255 | 3001498 | 85381090
4254 | Finished Good | Metering Current Transformers | ENCAPSULATED CT ( ROUND ID-110mm) | RESIN CAST WIRE TYPE (Window 110) | 137 | MRW 1205 -10B-110 (1200/5A- Ring Type Metering ENCP RS CAST MTR6 SCND 5A- CLS 1- BRDN 10VA) | 4254 | 3001528 | 85381090
4253 | Finished Good | Metering Current Transformers | ENCAPSULATED CT ( ROUND ID-110mm) | RESIN CAST WIRE TYPE (Window 110) | 137 | MRW 1205 -10A-110 (1200/5A- Ring Type Metering ENCP RS CAST MTR6 SCND 5A- CLS 3- BRDN 10VA) | 4253 | 3001544 | 85381090
4252 | Finished Good | Metering Current Transformers | ENCAPSULATED CT ( ROUND ID-110mm) | RESIN CAST WIRE TYPE (Window 110) | 137 | MRW 1201 -15B-110 (1200/1A- Ring Type Metering ENCP RS CAST MTR6 SCND 1A- CLS 1- BRDN 10VA) | 4252 | 3001475 | 85381090
4251 | Finished Good | Metering Current Transformers | ENCAPSULATED CT ( ROUND ID-110mm) | RESIN CAST WIRE TYPE (Window 110) | 137 | MRW 1201 -15A-110 (1200/1A- Ring Type Metering ENCP RS CAST MTR6 SCND 1A- CLS 3- BRDN 15VA) | 4251 | 3001504 | 85381090
4250 | Finished Good | Metering Current Transformers | ENCAPSULATED CT ( ROUND ID-110mm) | RESIN CAST WIRE TYPE (Window 110) | 137 | MRW 1201 -10C-110 (1200/1A- Ring Type MTRNG ENCP RS CAST MTR6 SCND 1A- CLS 0.5- BRDN 10VA) | 4250 | 3001490 | 85381090
4249 | Finished Good | Metering Current Transformers | ENCAPSULATED CT ( ROUND ID-110mm) | RESIN CAST WIRE TYPE (Window 110) | 137 | MRW 1201 -10B-110 (1200/1A- Ring Type Metering ENCP RS CAST MTR6 SCND 1A- CLS 1- BRDN 10VA) | 4249 | 3001520 | 85381090
4248 | Finished Good | Metering Current Transformers | ENCAPSULATED CT ( ROUND ID-110mm) | RESIN CAST WIRE TYPE (Window 110) | 137 | MRW 1201 -10A-110 (1200/1A- Ring Type Metering ENCP RS CAST MTR6 SCND 1A- CLS 3- BRDN 10VA) | 4248 | 3001536 | 85381090
4247 | Finished Good | Metering Current Transformers | ENCAPSULATED CT ( ROUND ID-110mm) | RESIN CAST TERMINAL TYPE (Window 110) | 131 | MRW 1201 -10A-110 (1200/1A- Ring Type Metering ENCP RS CAST MTR6 SCND 1A- CLS 3- BRDN 10VA) | 4247 | 3001532 | 85381090
4246 | Finished Good | Metering Current Transformers | ENCAPSULATED CT ( ROUND ID-30mm) | RESIN CAST WIRE TYPE (Window 30) | 133 | MRW 105 -5C-30 (100/5A- Ring Type Metering ENCP RS CAST MTR2 SCND 5 A- CLS 0.5- BRDN 5VA) | 4246 | 3001954 | 85381090
4245 | Finished Good | Metering Current Transformers | ENCAPSULATED CT ( ROUND ID-30mm) | RESIN CAST WIRE TYPE (Window 30) | 133 | MRW 105 -5B-30 (100/5A- Ring Type Metering ENCP RS CAST MTR2 SCND 5 A- CLS 1- BRDN 5VA) | 4245 | 3001998 | 85381090
4244 | Finished Good | Metering Current Transformers | ENCAPSULATED CT ( ROUND ID-20mm) | RESIN CAST WIRE TYPE (Window 20) | 132 | MRW 105 -5B-20 (100/5A- Ring Type Metering ENCP RS CAST MTR1 SCND 5 A- CLS 1- BRDN 5VA) | 4244 | 3002194 | 85381090
4243 | Finished Good | Metering Current Transformers | ENCAPSULATED CT ( ROUND ID-30mm) | RESIN CAST WIRE TYPE (Window 30) | 133 | MRW 105 -5A-30 (100/5A- Ring Type Metering ENCP RS CAST MTR2 SCND 5 A- CLS 3- BRDN 5VA) | 4243 | 3002042 | 85381090
4242 | Finished Good | Metering Current Transformers | ENCAPSULATED CT ( ROUND ID-20mm) | RESIN CAST WIRE TYPE (Window 20) | 132 | MRW 105 -5A-20 (100/5A- Ring Type Metering ENCP RS CAST MTR1 SCND 5 A- CLS 3- BRDN 5VA) | 4242 | 3002230 | 85381090
4241 | Finished Good | Metering Current Transformers | ENCAPSULATED CT ( ROUND ID-30mm) | RESIN CAST WIRE TYPE (Window 30) | 133 | MRW 105 -2.5C-30 (100/5A- Ring Type MTRNG ENCP RS CAST MTR2 SCND 5 A- CLS 0.5- BRDN 2.5VA) | 4241 | 3002086 | 85381090
4240 | Finished Good | Metering Current Transformers | ENCAPSULATED CT ( ROUND ID-20mm) | RESIN CAST WIRE TYPE (Window 20) | 132 | MRW 105 -2.5C-20 (100/5A- Ring Type MTRNG ENCP RS CAST MTR1 SCND 5 A- CLS 0.5- BRDN 2.5VA) | 4240 | 3002266 | 85381090
4239 | Finished Good | Metering Current Transformers | ENCAPSULATED CT ( ROUND ID-30mm) | RESIN CAST WIRE TYPE (Window 30) | 133 | MRW 105 -2.5B-30 (100/5A- Ring Type Metering ENCP RS CAST MTR2 SCND 5 A- CLS 1- BRDN 2.5VA) | 4239 | 3002122 | 85381090
4238 | Finished Good | Metering Current Transformers | ENCAPSULATED CT ( ROUND ID-20mm) | RESIN CAST WIRE TYPE (Window 20) | 132 | MRW 105 -2.5B-20 (100/5A- Ring Type Metering ENCP RS CAST MTR1 SCND 5 A- CLS 1- BRDN 2.5VA) | 4238 | 3002302 | 85381090
4237 | Finished Good | Metering Current Transformers | ENCAPSULATED CT ( ROUND ID-30mm) | RESIN CAST WIRE TYPE (Window 30) | 133 | MRW 105 -2.5A-30 (100/5A- Ring Type Metering ENCP RS CAST MTR2 SCND 5 A- CLS 3- BRDN 2.5VA) | 4237 | 3002158 | 85381090
4236 | Finished Good | Metering Current Transformers | ENCAPSULATED CT ( ROUND ID-20mm) | RESIN CAST WIRE TYPE (Window 20) | 132 | MRW 105 -2.5A-20 (100/5A- Ring Type Metering ENCP RS CAST MTR1 SCND 5 A- CLS 3- BRDN 2.5VA) | 4236 | 3002338 | 85381090
4235 | Finished Good | Metering Current Transformers | ENCAPSULATED CT ( ROUND ID-30mm) | RESIN CAST WIRE TYPE (Window 30) | 133 | MRW 101 -5C-30 (100/1A- Ring Type Metering ENCP RS CAST MTR2 SCND 1 A- CLS 0.5- BRDN 5VA) | 4235 | 3001932 | 85381090
4234 | Finished Good | Metering Current Transformers | ENCAPSULATED CT ( ROUND ID-30mm) | RESIN CAST WIRE TYPE (Window 30) | 133 | MRW 101 -5B-30 (100/1A- Ring Type Metering ENCP RS CAST MTR2 SCND 1 A- CLS 1- BRDN 5VA) | 4234 | 3001976 | 85381090
4233 | Finished Good | Metering Current Transformers | ENCAPSULATED CT ( ROUND ID-20mm) | RESIN CAST WIRE TYPE (Window 20) | 132 | MRW 101 -5B-20 (100/1A- Ring Type Metering ENCP RS CAST MTR1 SCND 1 A- CLS 1- BRDN 5VA) | 4233 | 3002176 | 85381090
4232 | Finished Good | Metering Current Transformers | ENCAPSULATED CT ( ROUND ID-30mm) | RESIN CAST WIRE TYPE (Window 30) | 133 | MRW 101 -5A-30 (100/1A- Ring Type Metering ENCP RS CAST MTR2 SCND 1 A- CLS 3- BRDN 5VA) | 4232 | 3002020 | 85381090
4231 | Finished Good | Metering Current Transformers | ENCAPSULATED CT ( ROUND ID-20mm) | RESIN CAST WIRE TYPE (Window 20) | 132 | MRW 101 -5A-20 (100/1A- Ring Type Metering ENCP RS CAST MTR1 SCND 1 A- CLS 3- BRDN 5VA) | 4231 | 3002212 | 85381090
4230 | Finished Good | Metering Current Transformers | ENCAPSULATED CT ( ROUND ID-30mm) | RESIN CAST WIRE TYPE (Window 30) | 133 | MRW 101 -2.5C-30 (100/1A- Ring Type MTRNG ENCP RS CAST MTR2 SCND 1 A- CLS 0.5- BRDN 2.5VA) | 4230 | 3002064 | 85381090
4229 | Finished Good | Metering Current Transformers | ENCAPSULATED CT ( ROUND ID-20mm) | RESIN CAST WIRE TYPE (Window 20) | 132 | MRW 101 -2.5C-20 (100/1A- Ring Type MTRNG ENCP RS CAST MTR1 SCND 1 A- CLS 0.5- BRDN 2.5VA) | 4229 | 3002248 | 85381090
4228 | Finished Good | Metering Current Transformers | ENCAPSULATED CT ( ROUND ID-30mm) | RESIN CAST WIRE TYPE (Window 30) | 133 | MRW 101 -2.5B-30 (100/1A- Ring Type Metering ENCP RS CAST MTR2 SCND 1 A- CLS 1- BRDN 2.5VA) | 4228 | 3002104 | 85381090
4227 | Finished Good | Metering Current Transformers | ENCAPSULATED CT ( ROUND ID-20mm) | RESIN CAST WIRE TYPE (Window 20) | 132 | MRW 101 -2.5B-20 (100/1A- Ring Type Metering ENCP RS CAST MTR1 SCND 1 A- CLS 1- BRDN 2.5VA) | 4227 | 3002284 | 85381090
4226 | Finished Good | Metering Current Transformers | ENCAPSULATED CT ( ROUND ID-30mm) | RESIN CAST WIRE TYPE (Window 30) | 133 | MRW 101 -2.5A-30 (100/1A- Ring Type Metering ENCP RS CAST MTR2 SCND 1 A- CLS 3- BRDN 2.5VA) | 4226 | 3002140 | 85381090
4225 | Finished Good | Metering Current Transformers | ENCAPSULATED CT ( ROUND ID-20mm) | RESIN CAST WIRE TYPE (Window 20) | 132 | MRW 101 -2.5A-20 (100/1A- Ring Type Metering ENCP RS CAST MTR1 SCND 1 A- CLS 3- BRDN 2.5VA) | 4225 | 3002320 | 85381090
4224 | Finished Good | Metering Current Transformers | ENCAPSULATED CT ( ROUND ID-80mm) | RESIN CAST WIRE TYPE (Window 80) | 136 | MRW 1005 -5C-80 (1000/5A- Ring Type Metering ENCP RS CAST MTR5 SCND 5A- CLS 0.5- BRDN 5VA) | 4224 | 3001645 | 85381090
4223 | Finished Good | Metering Current Transformers | ENCAPSULATED CT ( ROUND ID-80mm) | RESIN CAST WIRE TYPE (Window 80) | 136 | MRW 1005 -15B-80 (1000/5A- Ring Type Metering ENCP RS CAST MTR5 SCND 5A- CLS 1- BRDN 15VA) | 4223 | 3001566 | 85381090
4222 | Finished Good | Metering Current Transformers | ENCAPSULATED CT ( ROUND ID-80mm) | RESIN CAST WIRE TYPE (Window 80) | 136 | MRW 1005 -15A-80 (1000/5A- Ring Type Metering ENCP RS CAST MTR5 SCND 5A- CLS 3- BRDN 15VA) | 4222 | 3001597 | 85381090
4221 | Finished Good | Metering Current Transformers | ENCAPSULATED CT ( ROUND ID-80mm) | RESIN CAST WIRE TYPE (Window 80) | 136 | MRW 1005 -10C-80 (1000/5A- Ring Type MTRNG ENCP RS CAST MTR5 SCND 5A- CLS 0.5- BRDN 10VA) | 4221 | 3001581 | 85381090
4220 | Finished Good | Metering Current Transformers | ENCAPSULATED CT ( ROUND ID-80mm) | RESIN CAST WIRE TYPE (Window 80) | 136 | MRW 1005 -10B-80 (1000/5A- Ring Type Metering ENCP RS CAST MTR5 SCND 5A- CLS 1- BRDN 10VA) | 4220 | 3001613 | 85381090
4219 | Finished Good | Metering Current Transformers | ENCAPSULATED CT ( ROUND ID-80mm) | RESIN CAST WIRE TYPE (Window 80) | 136 | MRW 1005 -10A-80 (1000/5A- Ring Type Metering ENCP RS CAST MTR5 SCND 5A- CLS 3- BRDN 10VA) | 4219 | 3001629 | 85381090
4218 | Finished Good | Metering Current Transformers | ENCAPSULATED CT ( ROUND ID-80mm) | RESIN CAST WIRE TYPE (Window 80) | 136 | MRW 1001 -5C-80 (1000/1A- Ring Type Metering ENCP RS CAST MTR5 SCND 1A- CLS 0.5- BRDN 5VA) | 4218 | 3001637 | 85381090
4217 | Finished Good | Metering Current Transformers | ENCAPSULATED CT ( ROUND ID-80mm) | RESIN CAST WIRE TYPE (Window 80) | 136 | MRW 1001 -15B-80 (1000/1A- Ring Type Metering ENCP RS CAST MTR5 SCND 1A- CLS 1- BRDN 15VA) | 4217 | 3001560 | 85381090
4216 | Finished Good | Metering Current Transformers | ENCAPSULATED CT ( ROUND ID-80mm) | RESIN CAST WIRE TYPE (Window 80) | 136 | MRW 1001 -15A-80 (1000/1A- Ring Type Metering ENCP RS CAST MTR5 SCND 1A- CLS 3- BRDN 15VA) | 4216 | 3001589 | 85381090
4215 | Finished Good | Metering Current Transformers | ENCAPSULATED CT ( ROUND ID-80mm) | RESIN CAST WIRE TYPE (Window 80) | 136 | MRW 1001 -10C-80 (1000/1A- Ring Type MTRNG ENCP RS CAST MTR5 SCND 1A- CLS 0.5- BRDN 10VA) | 4215 | 3001573 | 85381090
4214 | Finished Good | Metering Current Transformers | ENCAPSULATED CT ( ROUND ID-80mm) | RESIN CAST WIRE TYPE (Window 80) | 136 | MRW 1001 -10B-80 (1000/1A- Ring Type Metering ENCP RS CAST MTR5 SCND 1A- CLS 1- BRDN 10VA) | 4214 | 3001605 | 85381090
4213 | Finished Good | Metering Current Transformers | ENCAPSULATED CT ( ROUND ID-80mm) | RESIN CAST WIRE TYPE (Window 80) | 136 | MRW 1001 -10A-80 (1000/1A- Ring Type Metering ENCP RS CAST MTR5 SCND 1A- CLS 3- BRDN 10VA) | 4213 | 3001621 | 85381090
4212 | Finished Good | Metering Current Transformers | ENCAPSULATED CT ( ROUND ID-30mm) | Resin Cast Terminal Type (Window 30) | 127 | MRT 85 -5C-30 (80/5A- Ring Type Metering ENCP RS CAST MTR2 SCND 5 A- CLS 0.5- BRDN 5VA) | 4212 | 3001944 | 85381090
4211 | Finished Good | Metering Current Transformers | ENCAPSULATED CT ( ROUND ID-30mm) | Resin Cast Terminal Type (Window 30) | 127 | MRT 85 -5B-30 (80/5A- Ring Type Metering ENCP RS CAST MTR2 SCND 5 A- CLS 1- BRDN 5VA) | 4211 | 3001988 | 85381090
4210 | Finished Good | Metering Current Transformers | ENCAPSULATED CT ( ROUND ID-20mm) | RESIN CAST TERMINAL TYPE (Window 20) | 126 | MRT 85 -5B -20 (80/5A- Ring Type Metering ENCP RS CAST MTR1 SCND 5 A- CLS 1- BRDN 5VA) | 4210 | 3002186 | 85381090
4209 | Finished Good | Metering Current Transformers | ENCAPSULATED CT ( ROUND ID-30mm) | Resin Cast Terminal Type (Window 30) | 127 | MRT 85 -5A-30 (80/5A- Ring Type Metering ENCP RS CAST MTR2 SCND 5 A- CLS 3- BRDN 5VA) | 4209 | 3002032 | 85381090
4208 | Finished Good | Metering Current Transformers | ENCAPSULATED CT ( ROUND ID-20mm) | RESIN CAST TERMINAL TYPE (Window 20) | 126 | MRT 85 -5A -20 (80/5A- Ring Type Metering ENCP RS CAST MTR1 SCND 5 A- CLS 3- BRDN 5VA) | 4208 | 3002222 | 85381090
4207 | Finished Good | Metering Current Transformers | ENCAPSULATED CT ( ROUND ID-30mm) | Resin Cast Terminal Type (Window 30) | 127 | MRT 85 -2.5C-30 (80/5A- Ring Type MTRNG ENCP RS CAST MTR2 SCND 5 A- CLS 0.5- BRDN 2.5VA) | 4207 | 3002076 | 85381090
4206 | Finished Good | Metering Current Transformers | ENCAPSULATED CT ( ROUND ID-20mm) | RESIN CAST TERMINAL TYPE (Window 20) | 126 | MRT 85 -2.5C -20 (80/5A- Ring Type MTRNG ENCP RS CAST MTR1 SCND 5 A- CLS 0.5- BRDN 2.5VA) | 4206 | 3002258 | 85381090
4205 | Finished Good | Metering Current Transformers | ENCAPSULATED CT ( ROUND ID-30mm) | Resin Cast Terminal Type (Window 30) | 127 | MRT 85 -2.5B-30 (80/5A- Ring Type Metering ENCP RS CAST MTR2 SCND 5 A- CLS 1- BRDN 2.5VA) | 4205 | 3002114 | 85381090
4204 | Finished Good | Metering Current Transformers | ENCAPSULATED CT ( ROUND ID-20mm) | RESIN CAST TERMINAL TYPE (Window 20) | 126 | MRT 85 -2.5B -20 (80/5A- Ring Type Metering ENCP RS CAST MTR1 SCND 5 A- CLS 1- BRDN 2.5VA) | 4204 | 3002294 | 85381090
4203 | Finished Good | Metering Current Transformers | ENCAPSULATED CT ( ROUND ID-30mm) | Resin Cast Terminal Type (Window 30) | 127 | MRT 85 -2.5A-30 (80/5A- Ring Type Metering ENCP RS CAST MTR2 SCND 5 A- CLS 3- BRDN 2.5VA) | 4203 | 3002150 | 85381090
4202 | Finished Good | Metering Current Transformers | ENCAPSULATED CT ( ROUND ID-20mm) | RESIN CAST TERMINAL TYPE (Window 20) | 126 | MRT 85 -2.5A -20 (80/5A- Ring Type Metering ENCP RS CAST MTR1 SCND 5 A- CLS 3- BRDN 2.5VA) | 4202 | 3002330 | 85381090
4201 | Finished Good | Metering Current Transformers | ENCAPSULATED CT ( ROUND ID-30mm) | Resin Cast Terminal Type (Window 30) | 127 | MRT 81 -5C-30 (80/1A- Ring Type Metering ENCP RS CAST MTR2 SCND 1 A- CLS 0.5- BRDN 5VA) | 4201 | 3001922 | 85381090
4200 | Finished Good | Metering Current Transformers | ENCAPSULATED CT ( ROUND ID-30mm) | Resin Cast Terminal Type (Window 30) | 127 | MRT 81 -5B-30 (80/1A- Ring Type Metering ENCP RS CAST MTR2 SCND 1 A- CLS 1- BRDN 5VA) | 4200 | 3001966 | 85381090
4199 | Finished Good | Metering Current Transformers | ENCAPSULATED CT ( ROUND ID-20mm) | RESIN CAST TERMINAL TYPE (Window 20) | 126 | MRT 81 -5B -20 (80/1A- Ring Type Metering ENCP RS CAST MTR1 SCND 1 A- CLS 1- BRDN 5VA) | 4199 | 3002168 | 85381090
4198 | Finished Good | Metering Current Transformers | ENCAPSULATED CT ( ROUND ID-30mm) | Resin Cast Terminal Type (Window 30) | 127 | MRT 81 -5A-30 (80/1A- Ring Type Metering ENCP RS CAST MTR2 SCND 1 A- CLS 3- BRDN 5VA) | 4198 | 3002010 | 85381090
4197 | Finished Good | Metering Current Transformers | ENCAPSULATED CT ( ROUND ID-20mm) | RESIN CAST TERMINAL TYPE (Window 20) | 126 | MRT 81 -5A -20 (80/1A- Ring Type Metering ENCP RS CAST MTR1 SCND 1 A- CLS 3- BRDN 5VA) | 4197 | 3002204 | 85381090
4196 | Finished Good | Metering Current Transformers | ENCAPSULATED CT ( ROUND ID-30mm) | Resin Cast Terminal Type (Window 30) | 127 | MRT 81 -2.5C-30 (80/1A- Ring Type MTRNG ENCP RS CAST MTR2 SCND 1 A- CLS 0.5- BRDN 2.5VA) | 4196 | 3002054 | 85381090
4195 | Finished Good | Metering Current Transformers | ENCAPSULATED CT ( ROUND ID-20mm) | RESIN CAST TERMINAL TYPE (Window 20) | 126 | MRT 81 -2.5C -20 (80/1A- Ring Type MTRNG ENCP RS CAST MTR1 SCND 1 A- CLS 0.5- BRDN 2.5VA) | 4195 | 3002240 | 85381090
4194 | Finished Good | Metering Current Transformers | ENCAPSULATED CT ( ROUND ID-30mm) | Resin Cast Terminal Type (Window 30) | 127 | MRT 81 -2.5B-30 (80/1A- Ring Type Metering ENCP RS CAST MTR2 SCND 1 A- CLS 1- BRDN 2.5VA) | 4194 | 3002096 | 85381090
4193 | Finished Good | Metering Current Transformers | ENCAPSULATED CT ( ROUND ID-20mm) | RESIN CAST TERMINAL TYPE (Window 20) | 126 | MRT 81 -2.5B -20 (80/1A- Ring Type Metering ENCP RS CAST MTR1 SCND 1 A- CLS 1- BRDN 2.5VA) | 4193 | 3002276 | 85381090
4192 | Finished Good | Metering Current Transformers | ENCAPSULATED CT ( ROUND ID-30mm) | Resin Cast Terminal Type (Window 30) | 127 | MRT 81 -2.5A-30 (80/1A- Ring Type Metering ENCP RS CAST MTR2 SCND 1 A- CLS 3- BRDN 2.5VA) | 4192 | 3002132 | 85381090
4191 | Finished Good | Metering Current Transformers | ENCAPSULATED CT ( ROUND ID-20mm) | RESIN CAST TERMINAL TYPE (Window 20) | 126 | MRT 81 -2.5A -20 (80/1A- Ring Type Metering ENCP RS CAST MTR1 SCND 1 A- CLS 3- BRDN 2.5VA) | 4191 | 3002312 | 85381090
4190 | Finished Good | Metering Current Transformers | ENCAPSULATED CT ( ROUND ID-80mm) | RESIN CAST TERMINAL TYPE (Window 80) | 130 | MRT 805 -5C-80 (800/5A- Ring Type Metering ENCP RS CAST MTR5 SCND 5A- CLS 0.5- BRDN 5VA) | 4190 | 3001642 | 85381090
4189 | Finished Good | Metering Current Transformers | ENCAPSULATED CT ( ROUND ID-80mm) | RESIN CAST TERMINAL TYPE (Window 80) | 130 | MRT 805 -15B-80 (800/5A- Ring Type Metering ENCP RS CAST MTR5 SCND 5A- CLS 1- BRDN 15VA) | 4189 | 3001564 | 85381090
4188 | Finished Good | Metering Current Transformers | ENCAPSULATED CT ( ROUND ID-80mm) | RESIN CAST TERMINAL TYPE (Window 80) | 130 | MRT 805 -15A-80 (800/5A- Ring Type Metering ENCP RS CAST MTR5 SCND 5A- CLS 3- BRDN 15VA) | 4188 | 3001594 | 85381090
4187 | Finished Good | Metering Current Transformers | ENCAPSULATED CT ( ROUND ID-80mm) | RESIN CAST TERMINAL TYPE (Window 80) | 130 | MRT 805 -10C-80 (800/5A- Ring Type Metering ENCP RS CAST MTR5 SCND 5A- CLS 0.5- BRDN 10VA) | 4187 | 3001578 | 85381090
4186 | Finished Good | Metering Current Transformers | ENCAPSULATED CT ( ROUND ID-80mm) | RESIN CAST TERMINAL TYPE (Window 80) | 130 | MRT 805 -10B-80 (800/5A- Ring Type Metering ENCP RS CAST MTR5 SCND 5A- CLS 1- BRDN 10VA) | 4186 | 3001610 | 85381090
4185 | Finished Good | Metering Current Transformers | ENCAPSULATED CT ( ROUND ID-80mm) | RESIN CAST TERMINAL TYPE (Window 80) | 130 | MRT 805 -10A-80 (800/5A- Ring Type Metering ENCP RS CAST MTR5 SCND 5A- CLS 3- BRDN 10VA) | 4185 | 3001626 | 85381090
4184 | Finished Good | Metering Current Transformers | ENCAPSULATED CT ( ROUND ID-80mm) | RESIN CAST TERMINAL TYPE (Window 80) | 130 | MRT 801 -5C-80 (800/1A- Ring Type Metering ENCP RS CAST MTR5 SCND 1A- CLS 0.5- BRDN 5VA) | 4184 | 3001634 | 85381090
4183 | Finished Good | Metering Current Transformers | ENCAPSULATED CT ( ROUND ID-80mm) | RESIN CAST TERMINAL TYPE (Window 80) | 130 | MRT 801 -15B-80 (800/1A- Ring Type Metering ENCP RS CAST MTR5 SCND 1A- CLS 1- BRDN 15VA) | 4183 | 3001558 | 85381090
4182 | Finished Good | Metering Current Transformers | ENCAPSULATED CT ( ROUND ID-80mm) | RESIN CAST TERMINAL TYPE (Window 80) | 130 | MRT 801 -15A-80 (800/1A- Ring Type Metering ENCP RS CAST MTR5 SCND 1A- CLS 3- BRDN 15VA) | 4182 | 3001586 | 85381090
4181 | Finished Good | Metering Current Transformers | ENCAPSULATED CT ( ROUND ID-80mm) | RESIN CAST TERMINAL TYPE (Window 80) | 130 | MRT 801 -10C-80 (800/1A- Ring Type Metering ENCP RS CAST MTR5 SCND 1A- CLS 0.5- BRDN 10VA) | 4181 | 3001570 | 85381090
4180 | Finished Good | Metering Current Transformers | ENCAPSULATED CT ( ROUND ID-80mm) | RESIN CAST TERMINAL TYPE (Window 80) | 130 | MRT 801 -10B-80 (800/1A- Ring Type Metering ENCP RS CAST MTR5 SCND 1A- CLS 1- BRDN 10VA) | 4180 | 3001602 | 85381090
4179 | Finished Good | Metering Current Transformers | ENCAPSULATED CT ( ROUND ID-80mm) | RESIN CAST TERMINAL TYPE (Window 80) | 130 | MRT 801 -10A-80 (800/1A- Ring Type Metering ENCP RS CAST MTR5 SCND 1A- CLS 3- BRDN 10VA) | 4179 | 3001618 | 85381090
4178 | Finished Good | Metering Current Transformers | ENCAPSULATED CT ( ROUND ID-30mm) | Resin Cast Terminal Type (Window 30) | 127 | MRT 65 -5C-30-(2T) (60/5A- Ring Type Metering ENCP RS CAST MTR2 SCND 5 A- CLS 0.5- BRDN 5VA) | 4178 | 3001945 | 85381090
4177 | Finished Good | Metering Current Transformers | ENCAPSULATED CT ( ROUND ID-30mm) | Resin Cast Terminal Type (Window 30) | 127 | MRT 65 -5B-30-(2T) (60/5A- Ring Type Metering ENCP RS CAST MTR2 SCND 5 A- CLS 1- BRDN 5VA) | 4177 | 3001989 | 85381090
4176 | Finished Good | Metering Current Transformers | ENCAPSULATED CT ( ROUND ID-20mm) | RESIN CAST TERMINAL TYPE (Window 20) | 126 | MRT 65 -5B-20-2T (60/5A- Ring Type Metering ENCP RS CAST MTR1 SCND 5 A- CLS 1- BRDN 5VA) | 4176 | 3002187 | 85381090
4175 | Finished Good | Metering Current Transformers | ENCAPSULATED CT ( ROUND ID-30mm) | Resin Cast Terminal Type (Window 30) | 127 | MRT 65 -5A-30-(2T) (60/5A- Ring Type Metering ENCP RS CAST MTR2 SCND 5 A- CLS 3- BRDN 5VA) | 4175 | 3002033 | 85381090
4174 | Finished Good | Metering Current Transformers | ENCAPSULATED CT ( ROUND ID-20mm) | RESIN CAST TERMINAL TYPE (Window 20) | 126 | MRT 65 -5A-20-2T (60/5A- Ring Type Metering ENCP RS CAST MTR1 SCND 5 A- CLS 3- BRDN 5VA) | 4174 | 3002223 | 85381090
4173 | Finished Good | Metering Current Transformers | ENCAPSULATED CT ( ROUND ID-30mm) | Resin Cast Terminal Type (Window 30) | 127 | MRT 65 -2.5C-30-(2T) (60/5A- Ring Type MTRNG ENCP RS CAST MTR2 SCND 5 A- CLS 0.5- BRDN 2.5VA) | 4173 | 3002077 | 85381090
4172 | Finished Good | Metering Current Transformers | ENCAPSULATED CT ( ROUND ID-20mm) | RESIN CAST TERMINAL TYPE (Window 20) | 126 | MRT 65 -2.5C-20-2T (60/5A- Ring Type MTRNG ENCP RS CAST MTR1 SCND 5 A- CLS 0.5- BRDN 2.5VA) | 4172 | 3002259 | 85381090
4171 | Finished Good | Metering Current Transformers | ENCAPSULATED CT ( ROUND ID-30mm) | Resin Cast Terminal Type (Window 30) | 127 | MRT 65 -2.5B-30-(2T) (60/5A- Ring Type Metering ENCP RS CAST MTR2 SCND 5 A- CLS 1- BRDN 2.5VA) | 4171 | 3002115 | 85381090
4170 | Finished Good | Metering Current Transformers | ENCAPSULATED CT ( ROUND ID-20mm) | RESIN CAST TERMINAL TYPE (Window 20) | 126 | MRT 65 -2.5B-20-2T (60/5A- Ring Type Metering ENCP RS CAST MTR1 SCND 5 A- CLS 1- BRDN 2.5VA) | 4170 | 3002295 | 85381090
4169 | Finished Good | Metering Current Transformers | ENCAPSULATED CT ( ROUND ID-30mm) | Resin Cast Terminal Type (Window 30) | 127 | MRT 65 -2.5A-30-(2T) (60/5A- Ring Type Metering ENCP RS CAST MTR2 SCND 5 A- CLS 3- BRDN 2.5VA) | 4169 | 3002151 | 85381090
4168 | Finished Good | Metering Current Transformers | ENCAPSULATED CT ( ROUND ID-20mm) | RESIN CAST TERMINAL TYPE (Window 20) | 126 | MRT 65 -2.5A-20-2T (60/5A- Ring Type Metering ENCP RS CAST MTR1 SCND 5 A- CLS 3- BRDN 2.5VA) | 4168 | 3002331 | 85381090
4167 | Finished Good | Metering Current Transformers | ENCAPSULATED CT ( ROUND ID-30mm) | Resin Cast Terminal Type (Window 30) | 127 | MRT 61 -5C-30-(2T) (60/1A- Ring Type Metering ENCP RS CAST MTR2 SCND 1 A- CLS 0.5- BRDN 5VA) | 4167 | 3001923 | 85381090
4166 | Finished Good | Metering Current Transformers | ENCAPSULATED CT ( ROUND ID-30mm) | Resin Cast Terminal Type (Window 30) | 127 | MRT 61 -5B-30-(2T) (60/1A- Ring Type Metering ENCP RS CAST MTR2 SCND 1 A- CLS 1- BRDN 5VA) | 4166 | 3001967 | 85381090
4165 | Finished Good | Metering Current Transformers | ENCAPSULATED CT ( ROUND ID-20mm) | RESIN CAST TERMINAL TYPE (Window 20) | 126 | MRT 61 -5B-20-2T (60/1A- Ring Type Metering ENCP RS CAST MTR1 SCND 1 A- CLS 1- BRDN 5VA) | 4165 | 3002169 | 85381090
4164 | Finished Good | Metering Current Transformers | ENCAPSULATED CT ( ROUND ID-30mm) | Resin Cast Terminal Type (Window 30) | 127 | MRT 61 -5A-30-(2T) (60/1A- Ring Type Metering ENCP RS CAST MTR2 SCND 1 A- CLS 3- BRDN 5VA) | 4164 | 3002011 | 85381090
4163 | Finished Good | Metering Current Transformers | ENCAPSULATED CT ( ROUND ID-20mm) | RESIN CAST TERMINAL TYPE (Window 20) | 126 | MRT 61 -5A-20-2T (60/1A- Ring Type Metering ENCP RS CAST MTR1 SCND 1 A- CLS 3- BRDN 5VA) | 4163 | 3002205 | 85381090
4162 | Finished Good | Metering Current Transformers | ENCAPSULATED CT ( ROUND ID-30mm) | Resin Cast Terminal Type (Window 30) | 127 | MRT 61 -2.5C-30-(2T) (60/1A- Ring Type MTRNG ENCP RS CAST MTR2 SCND 1 A- CLS 0.5- BRDN 2.5VA) | 4162 | 3002055 | 85381090
4161 | Finished Good | Metering Current Transformers | ENCAPSULATED CT ( ROUND ID-20mm) | RESIN CAST TERMINAL TYPE (Window 20) | 126 | MRT 61 -2.5C-20-2T (60/1A- Ring Type MTRNG ENCP RS CAST MTR1 SCND 1 A- CLS 0.5- BRDN 2.5VA) | 4161 | 3002241 | 85381090
4160 | Finished Good | Metering Current Transformers | ENCAPSULATED CT ( ROUND ID-30mm) | Resin Cast Terminal Type (Window 30) | 127 | MRT 61 -2.5B-30-(2T) (60/1A- Ring Type Metering ENCP RS CAST MTR2 SCND 1 A- CLS 1- BRDN 2.5VA) | 4160 | 3002097 | 85381090
4159 | Finished Good | Metering Current Transformers | ENCAPSULATED CT ( ROUND ID-20mm) | RESIN CAST TERMINAL TYPE (Window 20) | 126 | MRT 61 -2.5B-20-2T (60/1A- Ring Type Metering ENCP RS CAST MTR1 SCND 1 A- CLS 1- BRDN 2.5VA) | 4159 | 3002277 | 85381090
4158 | Finished Good | Metering Current Transformers | ENCAPSULATED CT ( ROUND ID-30mm) | Resin Cast Terminal Type (Window 30) | 127 | MRT 61 -2.5A-30-(2T) (60/1A- Ring Type Metering ENCP RS CAST MTR2 SCND 1 A- CLS 3- BRDN 2.5VA) | 4158 | 3002133 | 85381090
4157 | Finished Good | Metering Current Transformers | ENCAPSULATED CT ( ROUND ID-20mm) | RESIN CAST TERMINAL TYPE (Window 20) | 126 | MRT 61 -2.5A-20-2T (60/1A- Ring Type Metering ENCP RS CAST MTR1 SCND 1 A- CLS 3- BRDN 2.5VA) | 4157 | 3002313 | 85381090
4156 | Finished Good | Metering Current Transformers | ENCAPSULATED CT ( ROUND ID-80mm) | RESIN CAST TERMINAL TYPE (Window 80) | 130 | MRT 605 -5C-80 (600/5A- Ring Type Metering ENCP RS CAST MTR5 SCND 5A- CLS 0.5- BRDN 5VA) | 4156 | 3001643 | 85381090
4155 | Finished Good | Metering Current Transformers | ENCAPSULATED CT ( ROUND ID-57mm) | RESIN CAST TERMINAL TYPE (Window 57) | 129 | MRT 605 -5C-57 (600/5A- Ring Type Metering ENCP RS CAST MTR4 SCND 5A- CLS 0.5- BRDN 5VA) | 4155 | 3001733 | 85381090
4154 | Finished Good | Metering Current Transformers | ENCAPSULATED CT ( ROUND ID-80mm) | RESIN CAST TERMINAL TYPE (Window 80) | 130 | MRT 605 -5B-80 (600/1A- Ring Type Metering ENCP RS CAST MTR5 SCND 5A- CLS 1- BRDN 5VA) | 4154 | 3001653 | 85381090
4153 | Finished Good | Metering Current Transformers | ENCAPSULATED CT ( ROUND ID-57mm) | RESIN CAST TERMINAL TYPE (Window 57) | 129 | MRT 605 -5B-57 (600/5A- Ring Type Metering ENCP RS CAST MTR4 SCND 5A- CLS 1- BRDN 5VA) | 4153 | 3001749 | 85381090
4152 | Finished Good | Metering Current Transformers | ENCAPSULATED CT ( ROUND ID-80mm) | RESIN CAST TERMINAL TYPE (Window 80) | 130 | MRT 605 -5A-80 (600/5A- Ring Type Metering ENCP RS CAST MTR5 SCND 5A- CLS 3- BRDN 5VA) | 4152 | 3001663 | 85381090
4151 | Finished Good | Metering Current Transformers | ENCAPSULATED CT ( ROUND ID-57mm) | RESIN CAST TERMINAL TYPE (Window 57) | 129 | MRT 605 -5A-57 (600/5A- Ring Type Metering ENCP RS CAST MTR4 SCND 5A- CLS 3- BRDN 5VA) | 4151 | 3001765 | 85381090
4150 | Finished Good | Metering Current Transformers | ENCAPSULATED CT ( ROUND ID-80mm) | RESIN CAST TERMINAL TYPE (Window 80) | 130 | MRT 605 -15B-80 (600/5A- Ring Type Metering ENCP RS CAST MTR5 SCND 5A- CLS 1- BRDN 15VA) | 4150 | 3001565 | 85381090
4149 | Finished Good | Metering Current Transformers | ENCAPSULATED CT ( ROUND ID-80mm) | RESIN CAST TERMINAL TYPE (Window 80) | 130 | MRT 605 -15A-80 (600/5A- Ring Type Metering ENCP RS CAST MTR5 SCND 5A- CLS 3- BRDN 15VA) | 4149 | 3001595 | 85381090
4148 | Finished Good | Metering Current Transformers | ENCAPSULATED CT ( ROUND ID-57mm) | RESIN CAST TERMINAL TYPE (Window 57) | 129 | MRT 605 -15A-57 (600/5A- Ring Type Metering ENCP RS CAST MTR4 SCND 5A- CLS 3- BRDN 15VA) | 4148 | 3001685 | 85381090
4147 | Finished Good | Metering Current Transformers | ENCAPSULATED CT ( ROUND ID-80mm) | RESIN CAST TERMINAL TYPE (Window 80) | 130 | MRT 605 -10C-80 (600/5A- Ring Type Metering ENCP RS CAST MTR5 SCND 5A- CLS 0.5- BRDN 10VA) | 4147 | 3001579 | 85381090
4146 | Finished Good | Metering Current Transformers | ENCAPSULATED CT ( ROUND ID-57mm) | RESIN CAST TERMINAL TYPE (Window 57) | 129 | MRT 605 -10C-57 (600/5A- Ring Type Metering ENCP RS CAST MTR4 SCND 5A- CLS 0.5- BRDN 10VA) | 4146 | 3001671 | 85381090
4145 | Finished Good | Metering Current Transformers | ENCAPSULATED CT ( ROUND ID-80mm) | RESIN CAST TERMINAL TYPE (Window 80) | 130 | MRT 605 -10B-80 (600/5A- Ring Type Metering ENCP RS CAST MTR5 SCND 5A- CLS 1- BRDN 10VA) | 4145 | 3001611 | 85381090
4144 | Finished Good | Metering Current Transformers | ENCAPSULATED CT ( ROUND ID-57mm) | RESIN CAST TERMINAL TYPE (Window 57) | 129 | MRT 605 -10B-57 (600/5A- Ring Type Metering ENCP RS CAST MTR4 SCND 5A- CLS 1- BRDN 10VA) | 4144 | 3001701 | 85381090
4143 | Finished Good | Metering Current Transformers | ENCAPSULATED CT ( ROUND ID-80mm) | RESIN CAST TERMINAL TYPE (Window 80) | 130 | MRT 605 -10A-80 (600/5A- Ring Type Metering ENCP RS CAST MTR5 SCND 5A- CLS 3- BRDN 10VA) | 4143 | 3001627 | 85381090
4142 | Finished Good | Metering Current Transformers | ENCAPSULATED CT ( ROUND ID-57mm) | RESIN CAST TERMINAL TYPE (Window 57) | 129 | MRT 605 -10A-57 (600/5A- Ring Type Metering ENCP RS CAST MTR4 SCND 5A- CLS 3- BRDN 10VA) | 4142 | 3001717 | 85381090
4141 | Finished Good | Metering Current Transformers | ENCAPSULATED CT ( ROUND ID-80mm) | RESIN CAST TERMINAL TYPE (Window 80) | 130 | MRT 601 -5C-80 (600/1A- Ring Type Metering ENCP RS CAST MTR5 SCND 1A- CLS 0.5- BRDN 5VA) | 4141 | 3001635 | 85381090
4140 | Finished Good | Metering Current Transformers | ENCAPSULATED CT ( ROUND ID-57mm) | RESIN CAST TERMINAL TYPE (Window 57) | 129 | MRT 601 -5C-57 (600/1A- Ring Type Metering ENCP RS CAST MTR4 SCND 1A- CLS 0.5- BRDN 5VA) | 4140 | 3001725 | 85381090
4139 | Finished Good | Metering Current Transformers | ENCAPSULATED CT ( ROUND ID-80mm) | RESIN CAST TERMINAL TYPE (Window 80) | 130 | MRT 601 -5B-80 (600/1A- Ring Type Metering ENCP RS CAST MTR5 SCND 1A- CLS 1- BRDN 5VA) | 4139 | 3001649 | 85381090
4138 | Finished Good | Metering Current Transformers | ENCAPSULATED CT ( ROUND ID-57mm) | RESIN CAST TERMINAL TYPE (Window 57) | 129 | MRT 601 -5B-57 (600/1A- Ring Type Metering ENCP RS CAST MTR4 SCND 1A- CLS 1- BRDN 5VA) | 4138 | 3001741 | 85381090
4137 | Finished Good | Metering Current Transformers | ENCAPSULATED CT ( ROUND ID-80mm) | RESIN CAST TERMINAL TYPE (Window 80) | 130 | MRT 601 -5A-80 (600/1A- Ring Type Metering ENCP RS CAST MTR5 SCND 1A- CLS 3- BRDN 5VA) | 4137 | 3001659 | 85381090
4136 | Finished Good | Metering Current Transformers | ENCAPSULATED CT ( ROUND ID-57mm) | RESIN CAST TERMINAL TYPE (Window 57) | 129 | MRT 601 -5A-57 (600/1A- Ring Type Metering ENCP RS CAST MTR4 SCND 1A- CLS 3- BRDN 5VA) | 4136 | 3001757 | 85381090
4135 | Finished Good | Metering Current Transformers | ENCAPSULATED CT ( ROUND ID-80mm) | RESIN CAST TERMINAL TYPE (Window 80) | 130 | MRT 601 -15B-80 (600/1A- Ring Type Metering ENCP RS CAST MTR5 SCND 1A- CLS 1- BRDN 15VA) | 4135 | 3001559 | 85381090
4134 | Finished Good | Metering Current Transformers | ENCAPSULATED CT ( ROUND ID-80mm) | RESIN CAST TERMINAL TYPE (Window 80) | 130 | MRT 601 -15A-80 (600/1A- Ring Type Metering ENCP RS CAST MTR5 SCND 1A- CLS 3- BRDN 15VA) | 4134 | 3001587 | 85381090
4133 | Finished Good | Metering Current Transformers | ENCAPSULATED CT ( ROUND ID-57mm) | RESIN CAST TERMINAL TYPE (Window 57) | 129 | MRT 601 -15A-57 (600/1A- Ring Type Metering ENCP RS CAST MTR4 SCND 1A- CLS 3- BRDN 15VA) | 4133 | 3001677 | 85381090
4132 | Finished Good | Metering Current Transformers | ENCAPSULATED CT ( ROUND ID-80mm) | RESIN CAST TERMINAL TYPE (Window 80) | 130 | MRT 601 -10C-80 (600/1A- Ring Type Metering ENCP RS CAST MTR5 SCND 1A- CLS 0.5- BRDN 10VA) | 4132 | 3001571 | 85381090
4131 | Finished Good | Metering Current Transformers | ENCAPSULATED CT ( ROUND ID-57mm) | RESIN CAST TERMINAL TYPE (Window 57) | 129 | MRT 601 -10C-57 (600/1A- Ring Type Metering ENCP RS CAST MTR4 SCND 1A- CLS 0.5- BRDN 10VA) | 4131 | 3001665 | 85381090
4130 | Finished Good | Metering Current Transformers | ENCAPSULATED CT ( ROUND ID-80mm) | RESIN CAST TERMINAL TYPE (Window 80) | 130 | MRT 601 -10B-80 (600/1A- Ring Type Metering ENCP RS CAST MTR5 SCND 1A- CLS 1- BRDN 10VA) | 4130 | 3001603 | 85381090
4129 | Finished Good | Metering Current Transformers | ENCAPSULATED CT ( ROUND ID-57mm) | RESIN CAST TERMINAL TYPE (Window 57) | 129 | MRT 601 -10B-57 (600/1A- Ring Type Metering ENCP RS CAST MTR4 SCND 1A- CLS 1- BRDN 10VA) | 4129 | 3001693 | 85381090
4128 | Finished Good | Metering Current Transformers | ENCAPSULATED CT ( ROUND ID-80mm) | RESIN CAST TERMINAL TYPE (Window 80) | 130 | MRT 601 -10A-80 (600/1A- Ring Type Metering ENCP RS CAST MTR5 SCND 1A- CLS 3- BRDN 10VA) | 4128 | 3001619 | 85381090
4127 | Finished Good | Metering Current Transformers | ENCAPSULATED CT ( ROUND ID-57mm) | RESIN CAST TERMINAL TYPE (Window 57) | 129 | MRT 601 -10A-57 (600/1A- Ring Type Metering ENCP RS CAST MTR4 SCND 1A- CLS 3- BRDN 10VA) | 4127 | 3001709 | 85381090
4126 | Finished Good | Metering Current Transformers | ENCAPSULATED CT ( ROUND ID-30mm) | Resin Cast Terminal Type (Window 30) | 127 | MRT 55 -5C-30-(2T) (50/5A- Ring Type Metering ENCP RS CAST MTR2 SCND 5 A- CLS 0.5- BRDN 5VA) | 4126 | 3001946 | 85381090
4125 | Finished Good | Metering Current Transformers | ENCAPSULATED CT ( ROUND ID-30mm) | Resin Cast Terminal Type (Window 30) | 127 | MRT 55 -5B-30-(2T) (50/5A- Ring Type Metering ENCP RS CAST MTR2 SCND 5 A- CLS 1- BRDN 5VA) | 4125 | 3001990 | 85381090
4124 | Finished Good | Metering Current Transformers | ENCAPSULATED CT ( ROUND ID-20mm) | RESIN CAST TERMINAL TYPE (Window 20) | 126 | MRT 55 -5B-20-2T (50/5A- Ring Type Metering ENCP RS CAST MTR1 SCND 5 A- CLS 1- BRDN 5VA) | 4124 | 3002188 | 85381090
4123 | Finished Good | Metering Current Transformers | ENCAPSULATED CT ( ROUND ID-30mm) | Resin Cast Terminal Type (Window 30) | 127 | MRT 55 -5A-30-(2T) (50/5A- Ring Type Metering ENCP RS CAST MTR2 SCND 5 A- CLS 3- BRDN 5VA) | 4123 | 3002034 | 85381090
4122 | Finished Good | Metering Current Transformers | ENCAPSULATED CT ( ROUND ID-20mm) | RESIN CAST TERMINAL TYPE (Window 20) | 126 | MRT 55 -5A-20-2T (50/5A- Ring Type Metering ENCP RS CAST MTR1 SCND 5 A- CLS 3- BRDN 5VA) | 4122 | 3002224 | 85381090
4121 | Finished Good | Metering Current Transformers | ENCAPSULATED CT ( ROUND ID-30mm) | Resin Cast Terminal Type (Window 30) | 127 | MRT 55 -2.5C-30-(2T) (50/5A- Ring Type MTRNG ENCP RS CAST MTR2 SCND 5 A- CLS 0.5- BRDN 2.5VA) | 4121 | 3002078 | 85381090
4120 | Finished Good | Metering Current Transformers | ENCAPSULATED CT ( ROUND ID-20mm) | RESIN CAST TERMINAL TYPE (Window 20) | 126 | MRT 55 -2.5C-20-2T (50/5A- Ring Type MTRNG ENCP RS CAST MTR1 SCND 5 A- CLS 0.5- BRDN 2.5VA) | 4120 | 3002260 | 85381090
4119 | Finished Good | Metering Current Transformers | ENCAPSULATED CT ( ROUND ID-30mm) | Resin Cast Terminal Type (Window 30) | 127 | MRT 55 -2.5B-30-(2T) (50/5A- Ring Type Metering ENCP RS CAST MTR2 SCND 5 A- CLS 1- BRDN 2.5VA) | 4119 | 3002116 | 85381090
4118 | Finished Good | Metering Current Transformers | ENCAPSULATED CT ( ROUND ID-20mm) | RESIN CAST TERMINAL TYPE (Window 20) | 126 | MRT 55 -2.5B-20-2T (50/5A- Ring Type Metering ENCP RS CAST MTR1 SCND 5 A- CLS 1- BRDN 2.5VA) | 4118 | 3002296 | 85381090
4117 | Finished Good | Metering Current Transformers | ENCAPSULATED CT ( ROUND ID-30mm) | Resin Cast Terminal Type (Window 30) | 127 | MRT 55 -2.5A-30-(2T) (50/5A- Ring Type Metering ENCP RS CAST MTR2 SCND 5 A- CLS 3- BRDN 2.5VA) | 4117 | 3002152 | 85381090
4116 | Finished Good | Metering Current Transformers | ENCAPSULATED CT ( ROUND ID-20mm) | RESIN CAST TERMINAL TYPE (Window 20) | 126 | MRT 55 -2.5A-20-2T (50/5A- Ring Type Metering ENCP RS CAST MTR1 SCND 5 A- CLS 3- BRDN 2.5VA) | 4116 | 3002332 | 85381090
4115 | Finished Good | Metering Current Transformers | ENCAPSULATED CT ( ROUND ID-30mm) | Resin Cast Terminal Type (Window 30) | 127 | MRT 51 -5C-30-(2T) (50/1A- Ring Type Metering ENCP RS CAST MTR2 SCND 1 A- CLS 0.5- BRDN 5VA) | 4115 | 3001924 | 85381090
4114 | Finished Good | Metering Current Transformers | ENCAPSULATED CT ( ROUND ID-30mm) | Resin Cast Terminal Type (Window 30) | 127 | MRT 51 -5B-30-(2T) (50/1A- Ring Type Metering ENCP RS CAST MTR2 SCND 1 A- CLS 1- BRDN 5VA) | 4114 | 3001968 | 85381090
4113 | Finished Good | Metering Current Transformers | ENCAPSULATED CT ( ROUND ID-20mm) | RESIN CAST TERMINAL TYPE (Window 20) | 126 | MRT 51 -5B-20-2T (50/1A- Ring Type Metering ENCP RS CAST MTR1 SCND 1 A- CLS 1- BRDN 5VA) | 4113 | 3002170 | 85381090
4112 | Finished Good | Metering Current Transformers | ENCAPSULATED CT ( ROUND ID-30mm) | Resin Cast Terminal Type (Window 30) | 127 | MRT 51 -5A-30-(2T) (50/1A- Ring Type Metering ENCP RS CAST MTR2 SCND 1 A- CLS 3- BRDN 5VA) | 4112 | 3002012 | 85381090
4111 | Finished Good | Metering Current Transformers | ENCAPSULATED CT ( ROUND ID-20mm) | RESIN CAST TERMINAL TYPE (Window 20) | 126 | MRT 51 -5A-20-2T (50/1A- Ring Type Metering ENCP RS CAST MTR1 SCND 1 A- CLS 3- BRDN 5VA) | 4111 | 3002206 | 85381090
4110 | Finished Good | Metering Current Transformers | ENCAPSULATED CT ( ROUND ID-30mm) | Resin Cast Terminal Type (Window 30) | 127 | MRT 51 -2.5C-30-(2T) (50/1A- Ring Type MTRNG ENCP RS CAST MTR2 SCND 1 A- CLS 0.5- BRDN 2.5VA) | 4110 | 3002056 | 85381090
4109 | Finished Good | Metering Current Transformers | ENCAPSULATED CT ( ROUND ID-20mm) | RESIN CAST TERMINAL TYPE (Window 20) | 126 | MRT 51 -2.5C-20-2T (50/1A- Ring Type MTRNG ENCP RS CAST MTR1 SCND 1 A- CLS 0.5- BRDN 2.5VA) | 4109 | 3002242 | 85381090
4108 | Finished Good | Metering Current Transformers | ENCAPSULATED CT ( ROUND ID-30mm) | Resin Cast Terminal Type (Window 30) | 127 | MRT 51 -2.5B-30-(2T) (50/1A- Ring Type Metering ENCP RS CAST MTR2 SCND 1 A- CLS 1- BRDN 2.5VA) | 4108 | 3002098 | 85381090
4107 | Finished Good | Metering Current Transformers | ENCAPSULATED CT ( ROUND ID-20mm) | RESIN CAST TERMINAL TYPE (Window 20) | 126 | MRT 51 -2.5B-20-2T (50/1A- Ring Type Metering ENCP RS CAST MTR1 SCND 1 A- CLS 1- BRDN 2.5VA) | 4107 | 3002278 | 85381090
4106 | Finished Good | Metering Current Transformers | ENCAPSULATED CT ( ROUND ID-30mm) | Resin Cast Terminal Type (Window 30) | 127 | MRT 51 -2.5A-30-(2T) (50/1A- Ring Type Metering ENCP RS CAST MTR2 SCND 1 A- CLS 3- BRDN 2.5VA) | 4106 | 3002134 | 85381090
4105 | Finished Good | Metering Current Transformers | ENCAPSULATED CT ( ROUND ID-20mm) | RESIN CAST TERMINAL TYPE (Window 20) | 126 | MRT 51 -2.5A-20-2T (50/1A- Ring Type Metering ENCP RS CAST MTR1 SCND 1 A- CLS 3- BRDN 2.5VA) | 4105 | 3002314 | 85381090
4104 | Finished Good | Metering Current Transformers | ENCAPSULATED CT ( ROUND ID-80mm) | RESIN CAST TERMINAL TYPE (Window 80) | 130 | MRT 505 -5C-80 (500/5A- Ring Type Metering ENCP RS CAST MTR5 SCND 5A- CLS 0.5- BRDN 5VA) | 4104 | 3001644 | 85381090
4103 | Finished Good | Metering Current Transformers | ENCAPSULATED CT ( ROUND ID-57mm) | RESIN CAST TERMINAL TYPE (Window 57) | 129 | MRT 505 -5C-57 (500/5A- Ring Type Metering ENCP RS CAST MTR4 SCND 5A- CLS 0.5- BRDN 5VA) | 4103 | 3001734 | 85381090
4102 | Finished Good | Metering Current Transformers | ENCAPSULATED CT ( ROUND ID-80mm) | RESIN CAST TERMINAL TYPE (Window 80) | 130 | MRT 505 -5B-80 (500/5A- Ring Type Metering ENCP RS CAST MTR5 SCND 5A- CLS 1- BRDN 5VA) | 4102 | 3001654 | 85381090
4101 | Finished Good | Metering Current Transformers | ENCAPSULATED CT ( ROUND ID-57mm) | RESIN CAST TERMINAL TYPE (Window 57) | 129 | MRT 505 -5B-57 (500/5A- Ring Type Metering ENCP RS CAST MTR4 SCND 5A- CLS 1- BRDN 5VA) | 4101 | 3001750 | 85381090
4100 | Finished Good | Metering Current Transformers | ENCAPSULATED CT ( ROUND ID-80mm) | RESIN CAST TERMINAL TYPE (Window 80) | 130 | MRT 505 -5A-80 (500/5A- Ring Type Metering ENCP RS CAST MTR5 SCND 5A- CLS 3- BRDN 5VA) | 4100 | 3001664 | 85381090
4099 | Finished Good | Metering Current Transformers | ENCAPSULATED CT ( ROUND ID-57mm) | RESIN CAST TERMINAL TYPE (Window 57) | 129 | MRT 505 -5A-57 (500/5A- Ring Type Metering ENCP RS CAST MTR4 SCND 5A- CLS 3- BRDN 5VA) | 4099 | 3001766 | 85381090
4098 | Finished Good | Metering Current Transformers | ENCAPSULATED CT ( ROUND ID-80mm) | RESIN CAST TERMINAL TYPE (Window 80) | 130 | MRT 505 -15A-80 (500/5A- Ring Type Metering ENCP RS CAST MTR5 SCND 5A- CLS 3- BRDN 15VA) | 4098 | 3001596 | 85381090
4097 | Finished Good | Metering Current Transformers | ENCAPSULATED CT ( ROUND ID-80mm) | RESIN CAST TERMINAL TYPE (Window 80) | 130 | MRT 505 -15A-80 (500/1A- Ring Type Metering ENCP RS CAST MTR5 SCND 1A- CLS 3- BRDN 15VA) | 4097 | 3001588 | 85381090
4096 | Finished Good | Metering Current Transformers | ENCAPSULATED CT ( ROUND ID-57mm) | RESIN CAST TERMINAL TYPE (Window 57) | 129 | MRT 505 -15A-57 (500/5A- Ring Type Metering ENCP RS CAST MTR4 SCND 5A- CLS 3- BRDN 15VA) | 4096 | 3001686 | 85381090
4095 | Finished Good | Metering Current Transformers | ENCAPSULATED CT ( ROUND ID-80mm) | RESIN CAST TERMINAL TYPE (Window 80) | 130 | MRT 505 -10C-80 (500/5A- Ring Type Metering ENCP RS CAST MTR5 SCND 5A- CLS 0.5- BRDN 10VA) | 4095 | 3001580 | 85381090
4094 | Finished Good | Metering Current Transformers | ENCAPSULATED CT ( ROUND ID-80mm) | RESIN CAST TERMINAL TYPE (Window 80) | 130 | MRT 505 -10C-80 (500/1A- Ring Type Metering ENCP RS CAST MTR5 SCND 1A- CLS 0.5- BRDN 10VA) | 4094 | 3001572 | 85381090
4093 | Finished Good | Metering Current Transformers | ENCAPSULATED CT ( ROUND ID-57mm) | RESIN CAST TERMINAL TYPE (Window 57) | 129 | MRT 505 -10C-57 (500/5A- Ring Type Metering ENCP RS CAST MTR4 SCND 5A- CLS 0.5- BRDN 10VA) | 4093 | 3001672 | 85381090
4092 | Finished Good | Metering Current Transformers | ENCAPSULATED CT ( ROUND ID-80mm) | RESIN CAST TERMINAL TYPE (Window 80) | 130 | MRT 505 -10B-80 (500/5A- Ring Type Metering ENCP RS CAST MTR5 SCND 5A- CLS 1- BRDN 10VA) | 4092 | 3001612 | 85381090
4091 | Finished Good | Metering Current Transformers | ENCAPSULATED CT ( ROUND ID-57mm) | RESIN CAST TERMINAL TYPE (Window 57) | 129 | MRT 505 -10B-57 (500/5A- Ring Type Metering ENCP RS CAST MTR4 SCND 5A- CLS 1- BRDN 10VA) | 4091 | 3001702 | 85381090
4090 | Finished Good | Metering Current Transformers | ENCAPSULATED CT ( ROUND ID-80mm) | RESIN CAST TERMINAL TYPE (Window 80) | 130 | MRT 505 -10A-80 (500/5A- Ring Type Metering ENCP RS CAST MTR5 SCND 5A- CLS 3- BRDN 10VA) | 4090 | 3001628 | 85381090
4089 | Finished Good | Metering Current Transformers | ENCAPSULATED CT ( ROUND ID-57mm) | RESIN CAST TERMINAL TYPE (Window 57) | 129 | MRT 505 -10A-57 (500/5A- Ring Type Metering ENCP RS CAST MTR4 SCND 5A- CLS 3- BRDN 10VA) | 4089 | 3001718 | 85381090
4088 | Finished Good | Metering Current Transformers | ENCAPSULATED CT ( ROUND ID-80mm) | RESIN CAST TERMINAL TYPE (Window 80) | 130 | MRT 501 -5C-80 (500/1A- Ring Type Metering ENCP RS CAST MTR5 SCND 1A- CLS 0.5- BRDN 5VA) | 4088 | 3001636 | 85381090
4087 | Finished Good | Metering Current Transformers | ENCAPSULATED CT ( ROUND ID-57mm) | RESIN CAST TERMINAL TYPE (Window 57) | 129 | MRT 501 -5C-57 (500/1A- Ring Type Metering ENCP RS CAST MTR4 SCND 1A- CLS 0.5- BRDN 5VA) | 4087 | 3001726 | 85381090
4086 | Finished Good | Metering Current Transformers | ENCAPSULATED CT ( ROUND ID-80mm) | RESIN CAST TERMINAL TYPE (Window 80) | 130 | MRT 501 -5B-80 (500/1A- Ring Type Metering ENCP RS CAST MTR5 SCND 1A- CLS 1- BRDN 5VA) | 4086 | 3001650 | 85381090
4085 | Finished Good | Metering Current Transformers | ENCAPSULATED CT ( ROUND ID-57mm) | RESIN CAST TERMINAL TYPE (Window 57) | 129 | MRT 501 -5B-57 (500/1A- Ring Type Metering ENCP RS CAST MTR4 SCND 1A- CLS 1- BRDN 5VA) | 4085 | 3001742 | 85381090
4084 | Finished Good | Metering Current Transformers | ENCAPSULATED CT ( ROUND ID-80mm) | RESIN CAST TERMINAL TYPE (Window 80) | 130 | MRT 501 -5A-80 (500/1A- Ring Type Metering ENCP RS CAST MTR5 SCND 1A- CLS 3- BRDN 5VA) | 4084 | 3001660 | 85381090
4083 | Finished Good | Metering Current Transformers | ENCAPSULATED CT ( ROUND ID-57mm) | RESIN CAST TERMINAL TYPE (Window 57) | 129 | MRT 501 -5A-57 (500/1A- Ring Type Metering ENCP RS CAST MTR4 SCND 1A- CLS 3- BRDN 5VA) | 4083 | 3001758 | 85381090
4082 | Finished Good | Metering Current Transformers | ENCAPSULATED CT ( ROUND ID-57mm) | RESIN CAST TERMINAL TYPE (Window 57) | 129 | MRT 501 -15A-57 (500/1A- Ring Type Metering ENCP RS CAST MTR4 SCND 1A- CLS 3- BRDN 15VA) | 4082 | 3001678 | 85381090
4081 | Finished Good | Metering Current Transformers | ENCAPSULATED CT ( ROUND ID-57mm) | RESIN CAST TERMINAL TYPE (Window 57) | 129 | MRT 501 -10C-57 (500/1A- Ring Type Metering ENCP RS CAST MTR4 SCND 1A- CLS 0.5- BRDN 10VA) | 4081 | 3001666 | 85381090
4080 | Finished Good | Metering Current Transformers | ENCAPSULATED CT ( ROUND ID-80mm) | RESIN CAST TERMINAL TYPE (Window 80) | 130 | MRT 501 -10B-80 (500/1A- Ring Type Metering ENCP RS CAST MTR5 SCND 1A- CLS 1- BRDN 10VA) | 4080 | 3001604 | 85381090
4079 | Finished Good | Metering Current Transformers | ENCAPSULATED CT ( ROUND ID-57mm) | RESIN CAST TERMINAL TYPE (Window 57) | 129 | MRT 501 -10B-57 (500/1A- Ring Type Metering ENCP RS CAST MTR4 SCND 1A- CLS 1- BRDN 10VA) | 4079 | 3001694 | 85381090
4078 | Finished Good | Metering Current Transformers | ENCAPSULATED CT ( ROUND ID-80mm) | RESIN CAST TERMINAL TYPE (Window 80) | 130 | MRT 501 -10A-80 (500/1A- Ring Type Metering ENCP RS CAST MTR5 SCND 1A- CLS 3- BRDN 10VA) | 4078 | 3001620 | 85381090
4077 | Finished Good | Metering Current Transformers | ENCAPSULATED CT ( ROUND ID-57mm) | RESIN CAST TERMINAL TYPE (Window 57) | 129 | MRT 501 -10A-57 (500/1A- Ring Type Metering ENCP RS CAST MTR4 SCND 1A- CLS 3- BRDN 10VA) | 4077 | 3001710 | 85381090
4076 | Finished Good | Metering Current Transformers | ENCAPSULATED CT ( ROUND ID-30mm) | Resin Cast Terminal Type (Window 30) | 127 | MRT 45 -5C-30-(2T) (40/5A- Ring Type Metering ENCP RS CAST MTR2 SCND 5 A- CLS 0.5- BRDN 5VA) | 4076 | 3001947 | 85381090
4075 | Finished Good | Metering Current Transformers | ENCAPSULATED CT ( ROUND ID-30mm) | Resin Cast Terminal Type (Window 30) | 127 | MRT 45 -5B-30-(2T) (40/5A- Ring Type Metering ENCP RS CAST MTR2 SCND 5 A- CLS 1- BRDN 5VA) | 4075 | 3001991 | 85381090
4074 | Finished Good | Metering Current Transformers | ENCAPSULATED CT ( ROUND ID-20mm) | RESIN CAST TERMINAL TYPE (Window 20) | 126 | MRT 45 -5B-20-2T (40/5A- Ring Type Metering ENCP RS CAST MTR1 SCND 5 A- CLS 1- BRDN 5VA) | 4074 | 3002189 | 85381090
4073 | Finished Good | Metering Current Transformers | ENCAPSULATED CT ( ROUND ID-30mm) | Resin Cast Terminal Type (Window 30) | 127 | MRT 45 -5A-30-(2T) (40/5A- Ring Type Metering ENCP RS CAST MTR2 SCND 5 A- CLS 3- BRDN 5VA) | 4073 | 3002035 | 85381090
4072 | Finished Good | Metering Current Transformers | ENCAPSULATED CT ( ROUND ID-20mm) | RESIN CAST TERMINAL TYPE (Window 20) | 126 | MRT 45 -5A-20-2T (40/5A- Ring Type Metering ENCP RS CAST MTR1 SCND 5 A- CLS 3- BRDN 5VA) | 4072 | 3002225 | 85381090
4071 | Finished Good | Metering Current Transformers | ENCAPSULATED CT ( ROUND ID-30mm) | Resin Cast Terminal Type (Window 30) | 127 | MRT 45 -2.5C-30-(2T) (40/5A- Ring Type MTRNG ENCP RS CAST MTR2 SCND 5 A- CLS 0.5- BRDN 2.5VA) | 4071 | 3002079 | 85381090
4070 | Finished Good | Metering Current Transformers | ENCAPSULATED CT ( ROUND ID-20mm) | RESIN CAST TERMINAL TYPE (Window 20) | 126 | MRT 45 -2.5C-20-2T (40/5A- Ring Type MTRNG ENCP RS CAST MTR1 SCND 5 A- CLS 0.5- BRDN 2.5VA) | 4070 | 3002261 | 85381090
4069 | Finished Good | Metering Current Transformers | ENCAPSULATED CT ( ROUND ID-30mm) | Resin Cast Terminal Type (Window 30) | 127 | MRT 45 -2.5B-30-(2T) (40/5A- Ring Type Metering ENCP RS CAST MTR2 SCND 5 A- CLS 1- BRDN 2.5VA) | 4069 | 3002117 | 85381090
4068 | Finished Good | Metering Current Transformers | ENCAPSULATED CT ( ROUND ID-20mm) | RESIN CAST TERMINAL TYPE (Window 20) | 126 | MRT 45 -2.5B-20-2T (40/5A- Ring Type Metering ENCP RS CAST MTR1 SCND 5 A- CLS 1- BRDN 2.5VA) | 4068 | 3002297 | 85381090
4067 | Finished Good | Metering Current Transformers | ENCAPSULATED CT ( ROUND ID-30mm) | Resin Cast Terminal Type (Window 30) | 127 | MRT 45 -2.5A-30-(2T) (40/5A- Ring Type Metering ENCP RS CAST MTR2 SCND 5 A- CLS 3- BRDN 2.5VA) | 4067 | 3002153 | 85381090
4066 | Finished Good | Metering Current Transformers | ENCAPSULATED CT ( ROUND ID-20mm) | RESIN CAST TERMINAL TYPE (Window 20) | 126 | MRT 45 -2.5A-20-2T (40/5A- Ring Type Metering ENCP RS CAST MTR1 SCND 5 A- CLS 3- BRDN 2.5VA) | 4066 | 3002333 | 85381090
4065 | Finished Good | Metering Current Transformers | ENCAPSULATED CT ( ROUND ID-30mm) | Resin Cast Terminal Type (Window 30) | 127 | MRT 41 -5C-30-(2T) (40/1A- Ring Type Metering ENCP RS CAST MTR2 SCND 1 A- CLS 0.5- BRDN 5VA) | 4065 | 3001925 | 85381090
4064 | Finished Good | Metering Current Transformers | ENCAPSULATED CT ( ROUND ID-30mm) | Resin Cast Terminal Type (Window 30) | 127 | MRT 41 -5B-30-(2T) (40/1A- Ring Type Metering ENCP RS CAST MTR2 SCND 1 A- CLS 1- BRDN 5VA) | 4064 | 3001969 | 85381090
4063 | Finished Good | Metering Current Transformers | ENCAPSULATED CT ( ROUND ID-20mm) | RESIN CAST TERMINAL TYPE (Window 20) | 126 | MRT 41 -5B-20-2T (40/1A- Ring Type Metering ENCP RS CAST MTR1 SCND 1 A- CLS 1- BRDN 5VA) | 4063 | 3002171 | 85381090
4062 | Finished Good | Metering Current Transformers | ENCAPSULATED CT ( ROUND ID-30mm) | Resin Cast Terminal Type (Window 30) | 127 | MRT 41 -5A-30-(2T) (40/1A- Ring Type Metering ENCP RS CAST MTR2 SCND 1 A- CLS 3- BRDN 5VA) | 4062 | 3002013 | 85381090
4061 | Finished Good | Metering Current Transformers | ENCAPSULATED CT ( ROUND ID-20mm) | RESIN CAST TERMINAL TYPE (Window 20) | 126 | MRT 41 -5A-20-2T (40/1A- Ring Type Metering ENCP RS CAST MTR1 SCND 1 A- CLS 3- BRDN 5VA) | 4061 | 3002207 | 85381090
4060 | Finished Good | Metering Current Transformers | ENCAPSULATED CT ( ROUND ID-30mm) | Resin Cast Terminal Type (Window 30) | 127 | MRT 41 -2.5C-30-(2T) (40/1A- Ring Type MTRNG ENCP RS CAST MTR2 SCND 1 A- CLS 0.5- BRDN 2.5VA) | 4060 | 3002057 | 85381090
4059 | Finished Good | Metering Current Transformers | ENCAPSULATED CT ( ROUND ID-20mm) | RESIN CAST TERMINAL TYPE (Window 20) | 126 | MRT 41 -2.5C-20-2T (40/1A- Ring Type MTRNG ENCP RS CAST MTR1 SCND 1 A- CLS 0.5- BRDN 2.5VA) | 4059 | 3002243 | 85381090
4058 | Finished Good | Metering Current Transformers | ENCAPSULATED CT ( ROUND ID-30mm) | Resin Cast Terminal Type (Window 30) | 127 | MRT 41 -2.5B-30-(2T) (40/1A- Ring Type Metering ENCP RS CAST MTR2 SCND 1 A- CLS 1- BRDN 2.5VA) | 4058 | 3002099 | 85381090
4057 | Finished Good | Metering Current Transformers | ENCAPSULATED CT ( ROUND ID-20mm) | RESIN CAST TERMINAL TYPE (Window 20) | 126 | MRT 41 -2.5B-20-2T (40/1A- Ring Type Metering ENCP RS CAST MTR1 SCND 1 A- CLS 1- BRDN 2.5VA) | 4057 | 3002279 | 85381090
4056 | Finished Good | Metering Current Transformers | ENCAPSULATED CT ( ROUND ID-30mm) | Resin Cast Terminal Type (Window 30) | 127 | MRT 41 -2.5A-30-(2T) (40/1A- Ring Type Metering ENCP RS CAST MTR2 SCND 1 A- CLS 3- BRDN 2.5VA) | 4056 | 3002135 | 85381090
4055 | Finished Good | Metering Current Transformers | ENCAPSULATED CT ( ROUND ID-20mm) | RESIN CAST TERMINAL TYPE (Window 20) | 126 | MRT 41 -2.5A-20-2T (40/1A- Ring Type Metering ENCP RS CAST MTR1 SCND 1 A- CLS 3- BRDN 2.5VA) | 4055 | 3002315 | 85381090
4054 | Finished Good | Metering Current Transformers | ENCAPSULATED CT ( ROUND ID-57mm) | RESIN CAST TERMINAL TYPE (Window 57) | 129 | MRT 405 -5C-57 (400/5A- Ring Type Metering ENCP RS CAST MTR4 SCND 5A- CLS 0.5- BRDN 5VA) | 4054 | 3001735 | 85381090
4053 | Finished Good | Metering Current Transformers | ENCAPSULATED CT ( ROUND ID-42mm) | RESIN CAST TERMINAL TYPE (Window 42) | 128 | MRT 405 -5C-42 (400/5A- Ring Type Metering ENCP RS CAST MTR3 SCND 5 A- CLS 0.5- BRDN 5VA) | 4053 | 3001841 | 85381090
4052 | Finished Good | Metering Current Transformers | ENCAPSULATED CT ( ROUND ID-57mm) | RESIN CAST TERMINAL TYPE (Window 57) | 129 | MRT 405 -5B-57 (400/5A- Ring Type Metering ENCP RS CAST MTR4 SCND 5A- CLS 1- BRDN 5VA) | 4052 | 3001751 | 85381090
4051 | Finished Good | Metering Current Transformers | ENCAPSULATED CT ( ROUND ID-42mm) | RESIN CAST TERMINAL TYPE (Window 42) | 128 | MRT 405 -5B-42 (400/5A- Ring Type Metering ENCP RS CAST MTR3 SCND 5 A- CLS 1- BRDN 5VA) | 4051 | 3001857 | 85381090
4050 | Finished Good | Metering Current Transformers | ENCAPSULATED CT ( ROUND ID-57mm) | RESIN CAST TERMINAL TYPE (Window 57) | 129 | MRT 405 -5A-57 (400/5A- Ring Type Metering ENCP RS CAST MTR4 SCND 5A- CLS 3- BRDN 5VA) | 4050 | 3001767 | 85381090
4049 | Finished Good | Metering Current Transformers | ENCAPSULATED CT ( ROUND ID-42mm) | RESIN CAST TERMINAL TYPE (Window 42) | 128 | MRT 405 -5A-42 (400/5A- Ring Type Metering ENCP RS CAST MTR3 SCND 5 A- CLS 3- BRDN 5VA) | 4049 | 3001873 | 85381090
4048 | Finished Good | Metering Current Transformers | ENCAPSULATED CT ( ROUND ID-42mm) | RESIN CAST TERMINAL TYPE (Window 42) | 128 | MRT 405 -15C-42 (400/5A- Ring Type Metering ENCP RS CAST MTR3 SCND 5A- CLS 0.5- BRDN 15VA) | 4048 | 3001777 | 85381090
4047 | Finished Good | Metering Current Transformers | ENCAPSULATED CT ( ROUND ID-57mm) | RESIN CAST TERMINAL TYPE (Window 57) | 129 | MRT 405 -15A-57 (400/5A- Ring Type Metering ENCP RS CAST MTR4 SCND 5A- CLS 3- BRDN 15VA) | 4047 | 3001687 | 85381090
4046 | Finished Good | Metering Current Transformers | ENCAPSULATED CT ( ROUND ID-42mm) | RESIN CAST TERMINAL TYPE (Window 42) | 128 | MRT 405 -15A-42 (400/5A- Ring Type Metering ENCP RS CAST MTR3 SCND 5 A- CLS 3- BRDN 15VA) | 4046 | 3001793 | 85381090
4045 | Finished Good | Metering Current Transformers | ENCAPSULATED CT ( ROUND ID-57mm) | RESIN CAST TERMINAL TYPE (Window 57) | 129 | MRT 405 -10C-57 (400/5A- Ring Type Metering ENCP RS CAST MTR4 SCND 5A- CLS 0.5- BRDN 10VA) | 4045 | 3001673 | 85381090
4044 | Finished Good | Metering Current Transformers | ENCAPSULATED CT ( ROUND ID-42mm) | RESIN CAST TERMINAL TYPE (Window 42) | 128 | MRT 405 -10C-42 (400/5A- Ring Type Metering ENCP RS CAST MTR3 SCND 5A- CLS 0.5- BRDN 10VA) | 4044 | 3001783 | 85381090
4043 | Finished Good | Metering Current Transformers | ENCAPSULATED CT ( ROUND ID-57mm) | RESIN CAST TERMINAL TYPE (Window 57) | 129 | MRT 405 -10B-57 (400/5A- Ring Type Metering ENCP RS CAST MTR4 SCND 5A- CLS 1- BRDN 10VA) | 4043 | 3001703 | 85381090
4042 | Finished Good | Metering Current Transformers | ENCAPSULATED CT ( ROUND ID-42mm) | RESIN CAST TERMINAL TYPE (Window 42) | 128 | MRT 405 -10B-42 (400/5A- Ring Type Metering ENCP RS CAST MTR3 SCND 5 A- CLS 1- BRDN 10VA) | 4042 | 3001809 | 85381090
4041 | Finished Good | Metering Current Transformers | ENCAPSULATED CT ( ROUND ID-57mm) | RESIN CAST TERMINAL TYPE (Window 57) | 129 | MRT 405 -10A-57 (400/5A- Ring Type Metering ENCP RS CAST MTR4 SCND 5A- CLS 3- BRDN 10VA) | 4041 | 3001719 | 85381090
4040 | Finished Good | Metering Current Transformers | ENCAPSULATED CT ( ROUND ID-42mm) | RESIN CAST TERMINAL TYPE (Window 42) | 128 | MRT 405 -10A-42 (400/5A- Ring Type Metering ENCP RS CAST MTR3 SCND 5 A- CLS 3- BRDN 10VA) | 4040 | 3001825 | 85381090
4039 | Finished Good | Metering Current Transformers | ENCAPSULATED CT ( ROUND ID-57mm) | RESIN CAST TERMINAL TYPE (Window 57) | 129 | MRT 401 -5C-57 (400/1A- Ring Type Metering ENCP RS CAST MTR4 SCND 1A- CLS 0.5- BRDN 5VA) | 4039 | 3001727 | 85381090
4038 | Finished Good | Metering Current Transformers | ENCAPSULATED CT ( ROUND ID-42mm) | RESIN CAST TERMINAL TYPE (Window 42) | 128 | MRT 401 -5C-42 (400/1A- Ring Type Metering ENCP RS CAST MTR3 SCND 1A- CLS 0.5- BRDN 5VA) | 4038 | 3001833 | 85381090
4037 | Finished Good | Metering Current Transformers | ENCAPSULATED CT ( ROUND ID-57mm) | RESIN CAST TERMINAL TYPE (Window 57) | 129 | MRT 401 -5B-57 (400/1A- Ring Type Metering ENCP RS CAST MTR4 SCND 1A- CLS 1- BRDN 5VA) | 4037 | 3001743 | 85381090
4036 | Finished Good | Metering Current Transformers | ENCAPSULATED CT ( ROUND ID-42mm) | RESIN CAST TERMINAL TYPE (Window 42) | 128 | MRT 401 -5B-42 (400/1A- Ring Type Metering ENCP RS CAST MTR3 SCND 1A- CLS 1- BRDN 5VA) | 4036 | 3001849 | 85381090
4035 | Finished Good | Metering Current Transformers | ENCAPSULATED CT ( ROUND ID-57mm) | RESIN CAST TERMINAL TYPE (Window 57) | 129 | MRT 401 -5A-57 (400/1A- Ring Type Metering ENCP RS CAST MTR4 SCND 1A- CLS 3- BRDN 5VA) | 4035 | 3001759 | 85381090
4034 | Finished Good | Metering Current Transformers | ENCAPSULATED CT ( ROUND ID-42mm) | RESIN CAST TERMINAL TYPE (Window 42) | 128 | MRT 401 -5A-42 (400/1A- Ring Type Metering ENCP RS CAST MTR3 SCND 1A- CLS 3- BRDN 5VA) | 4034 | 3001865 | 85381090
4033 | Finished Good | Metering Current Transformers | ENCAPSULATED CT ( ROUND ID-42mm) | RESIN CAST TERMINAL TYPE (Window 42) | 128 | MRT 401 -15B-42 (400/1A- Ring Type Metering ENCP RS CAST MTR3 SCND 1A- CLS 0.5- BRDN 15VA) | 4033 | 3001779 | 85381090
4032 | Finished Good | Metering Current Transformers | ENCAPSULATED CT ( ROUND ID-57mm) | RESIN CAST TERMINAL TYPE (Window 57) | 129 | MRT 401 -15A-57 (400/1A- Ring Type Metering ENCP RS CAST MTR4 SCND 1A- CLS 3- BRDN 15VA) | 4032 | 3001679 | 85381090
4031 | Finished Good | Metering Current Transformers | ENCAPSULATED CT ( ROUND ID-42mm) | RESIN CAST TERMINAL TYPE (Window 42) | 128 | MRT 401 -15A-42 (400/1A- Ring Type Metering ENCP RS CAST MTR3 SCND 1A- CLS 3- BRDN 15VA) | 4031 | 3001785 | 85381090
4030 | Finished Good | Metering Current Transformers | ENCAPSULATED CT ( ROUND ID-57mm) | RESIN CAST TERMINAL TYPE (Window 57) | 129 | MRT 401 -10C-57 (400/1A- Ring Type Metering ENCP RS CAST MTR4 SCND 1A- CLS 0.5- BRDN 10VA) | 4030 | 3001667 | 85381090
4029 | Finished Good | Metering Current Transformers | ENCAPSULATED CT ( ROUND ID-42mm) | RESIN CAST TERMINAL TYPE (Window 42) | 128 | MRT 401 -10C-42 (400/1A- Ring Type Metering ENCP RS CAST MTR3 SCND 1A- CLS 0.5- BRDN 10VA) | 4029 | 3001781 | 85381090
4028 | Finished Good | Metering Current Transformers | ENCAPSULATED CT ( ROUND ID-57mm) | RESIN CAST TERMINAL TYPE (Window 57) | 129 | MRT 401 -10B-57 (400/1A- Ring Type Metering ENCP RS CAST MTR4 SCND 1A- CLS 1- BRDN 10VA) | 4028 | 3001695 | 85381090
4027 | Finished Good | Metering Current Transformers | ENCAPSULATED CT ( ROUND ID-42mm) | RESIN CAST TERMINAL TYPE (Window 42) | 128 | MRT 401 -10B-42 (400/1A- Ring Type Metering ENCP RS CAST MTR3 SCND 1A- CLS 1- BRDN 10VA) | 4027 | 3001801 | 85381090
4026 | Finished Good | Metering Current Transformers | ENCAPSULATED CT ( ROUND ID-57mm) | RESIN CAST TERMINAL TYPE (Window 57) | 129 | MRT 401 -10A-57 (400/1A- Ring Type Metering ENCP RS CAST MTR4 SCND 1A- CLS 3- BRDN 10VA) | 4026 | 3001711 | 85381090
4025 | Finished Good | Metering Current Transformers | ENCAPSULATED CT ( ROUND ID-42mm) | RESIN CAST TERMINAL TYPE (Window 42) | 128 | MRT 401 -10A-42 (400/1A- Ring Type Metering ENCP RS CAST MTR3 SCND 1A- CLS 3- BRDN 10VA) | 4025 | 3001817 | 85381090
4024 | Finished Good | Metering Current Transformers | ENCAPSULATED CT ( ROUND ID-30mm) | Resin Cast Terminal Type (Window 30) | 127 | MRT 35-5C-30-(4T) (30/5A- Ring Type Metering ENCP RS CAST MTR2 SCND 5 A- CLS 0.5- BRDN 5VA) | 4024 | 3001948 | 85381090
4023 | Finished Good | Metering Current Transformers | ENCAPSULATED CT ( ROUND ID-30mm) | Resin Cast Terminal Type (Window 30) | 127 | MRT 35-5B-30-(4T) (30/5A- Ring Type Metering ENCP RS CAST MTR2 SCND 5 A- CLS 1- BRDN 5VA) | 4023 | 3001992 | 85381090
4022 | Finished Good | Metering Current Transformers | ENCAPSULATED CT ( ROUND ID-20mm) | RESIN CAST TERMINAL TYPE (Window 20) | 126 | MRT 35-5B-20-(4T) (30/5A- Ring Type Metering ENCP RS CAST MTR1 SCND 5 A- CLS 1- BRDN 5VA) | 4022 | 3002190 | 85381090
4021 | Finished Good | Metering Current Transformers | ENCAPSULATED CT ( ROUND ID-30mm) | Resin Cast Terminal Type (Window 30) | 127 | MRT 35-5A-30-(4T) (30/5A- Ring Type Metering ENCP RS CAST MTR2 SCND 5 A- CLS 3- BRDN 5VA) | 4021 | 3002036 | 85381090
4020 | Finished Good | Metering Current Transformers | ENCAPSULATED CT ( ROUND ID-20mm) | RESIN CAST TERMINAL TYPE (Window 20) | 126 | MRT 35-5A-20-(4T) (30/5A- Ring Type Metering ENCP RS CAST MTR1 SCND 5 A- CLS 3- BRDN 5VA) | 4020 | 3002226 | 85381090
4019 | Finished Good | Metering Current Transformers | ENCAPSULATED CT ( ROUND ID-30mm) | Resin Cast Terminal Type (Window 30) | 127 | MRT 35-2.5C-30-(4T) (30/5A- Ring Type MTRNG ENCP RS CAST MTR2 SCND 5 A- CLS 0.5- BRDN 2.5VA) | 4019 | 3002080 | 85381090
4018 | Finished Good | Metering Current Transformers | ENCAPSULATED CT ( ROUND ID-20mm) | RESIN CAST TERMINAL TYPE (Window 20) | 126 | MRT 35-2.5C-20-(4T) (30/5A- Ring Type MTRNG ENCP RS CAST MTR1 SCND 5 A- CLS 0.5- BRDN 2.5VA) | 4018 | 3002262 | 85381090
4017 | Finished Good | Metering Current Transformers | ENCAPSULATED CT ( ROUND ID-30mm) | Resin Cast Terminal Type (Window 30) | 127 | MRT 35-2.5B-30-(4T) (30/5A- Ring Type Metering ENCP RS CAST MTR2 SCND 5 A- CLS 1- BRDN 2.5VA) | 4017 | 3002118 | 85381090
4016 | Finished Good | Metering Current Transformers | ENCAPSULATED CT ( ROUND ID-20mm) | RESIN CAST TERMINAL TYPE (Window 20) | 126 | MRT 35-2.5B-20-(4T) (30/5A- Ring Type Metering ENCP RS CAST MTR1 SCND 5 A- CLS 1- BRDN 2.5VA) | 4016 | 3002298 | 85381090
4015 | Finished Good | Metering Current Transformers | ENCAPSULATED CT ( ROUND ID-30mm) | Resin Cast Terminal Type (Window 30) | 127 | MRT 35-2.5A-30-(4T) (30/5A- Ring Type Metering ENCP RS CAST MTR2 SCND 5 A- CLS 3- BRDN 2.5VA) | 4015 | 3002154 | 85381090
4014 | Finished Good | Metering Current Transformers | ENCAPSULATED CT ( ROUND ID-20mm) | RESIN CAST TERMINAL TYPE (Window 20) | 126 | MRT 35-2.5A-20-(4T) (30/5A- Ring Type Metering ENCP RS CAST MTR1 SCND 5 A- CLS 3- BRDN 2.5VA) | 4014 | 3002334 | 85381090
4013 | Finished Good | Metering Current Transformers | ENCAPSULATED CT ( ROUND ID-30mm) | Resin Cast Terminal Type (Window 30) | 127 | MRT 31-5C-30-(4T) (30/1A- Ring Type Metering ENCP RS CAST MTR2 SCND 1 A- CLS 0.5- BRDN 5VA) | 4013 | 3001926 | 85381090
4012 | Finished Good | Metering Current Transformers | ENCAPSULATED CT ( ROUND ID-30mm) | Resin Cast Terminal Type (Window 30) | 127 | MRT 31-5B-30-(4T) (30/1A- Ring Type Metering ENCP RS CAST MTR2 SCND 1 A- CLS 1- BRDN 5VA) | 4012 | 3001970 | 85381090
4011 | Finished Good | Metering Current Transformers | ENCAPSULATED CT ( ROUND ID-20mm) | RESIN CAST TERMINAL TYPE (Window 20) | 126 | MRT 31-5B-20-(4T) (30/1A- Ring Type Metering ENCP RS CAST MTR1 SCND 1 A- CLS 1- BRDN 5VA) | 4011 | 3002172 | 85381090
4010 | Finished Good | Metering Current Transformers | ENCAPSULATED CT ( ROUND ID-30mm) | Resin Cast Terminal Type (Window 30) | 127 | MRT 31-5A-30-(4T) (30/1A- Ring Type Metering ENCP RS CAST MTR2 SCND 1 A- CLS 3- BRDN 5VA) | 4010 | 3002014 | 85381090
4009 | Finished Good | Metering Current Transformers | ENCAPSULATED CT ( ROUND ID-20mm) | RESIN CAST TERMINAL TYPE (Window 20) | 126 | MRT 31-5A-20-(4T) (30/1A- Ring Type Metering ENCP RS CAST MTR1 SCND 1 A- CLS 3- BRDN 5VA) | 4009 | 3002208 | 85381090
4008 | Finished Good | Metering Current Transformers | ENCAPSULATED CT ( ROUND ID-30mm) | Resin Cast Terminal Type (Window 30) | 127 | MRT 31-2.5C-30-(4T) (30/1A- Ring Type MTRNG ENCP RS CAST MTR2 SCND 1 A- CLS 0.5- BRDN 2.5VA) | 4008 | 3002058 | 85381090
4007 | Finished Good | Metering Current Transformers | ENCAPSULATED CT ( ROUND ID-20mm) | RESIN CAST TERMINAL TYPE (Window 20) | 126 | MRT 31-2.5C-20-(4T) (30/1A- Ring Type MTRNG ENCP RS CAST MTR1 SCND 1 A- CLS 0.5- BRDN 2.5VA) | 4007 | 3002244 | 85381090
4006 | Finished Good | Metering Current Transformers | ENCAPSULATED CT ( ROUND ID-30mm) | Resin Cast Terminal Type (Window 30) | 127 | MRT 31-2.5B-30-(4T) (30/1A- Ring Type Metering ENCP RS CAST MTR2 SCND 1 A- CLS 1- BRDN 2.5VA) | 4006 | 3002100 | 85381090
4005 | Finished Good | Metering Current Transformers | ENCAPSULATED CT ( ROUND ID-20mm) | RESIN CAST TERMINAL TYPE (Window 20) | 126 | MRT 31-2.5B-20-(4T) (30/1A- Ring Type Metering ENCP RS CAST MTR1 SCND 1 A- CLS 1- BRDN 2.5VA) | 4005 | 3002280 | 85381090
4004 | Finished Good | Metering Current Transformers | ENCAPSULATED CT ( ROUND ID-30mm) | Resin Cast Terminal Type (Window 30) | 127 | MRT 31-2.5A-30-(4T) (30/1A- Ring Type Metering ENCP RS CAST MTR2 SCND 1 A- CLS 3- BRDN 2.5VA) | 4004 | 3002136 | 85381090
4003 | Finished Good | Metering Current Transformers | ENCAPSULATED CT ( ROUND ID-20mm) | RESIN CAST TERMINAL TYPE (Window 20) | 126 | MRT 31-2.5A-20-(4T) (30/1A- Ring Type Metering ENCP RS CAST MTR1 SCND 1 A- CLS 3- BRDN 2.5VA) | 4003 | 3002316 | 85381090
4002 | Finished Good | Metering Current Transformers | ENCAPSULATED CT ( ROUND ID-30mm) | Resin Cast Terminal Type (Window 30) | 127 | MRT 30-5C-30-(4T) (25/5A- Ring Type Metering ENCP RS CAST MTR2 SCND 5 A- CLS 0.5- BRDN 5VA) | 4002 | 3001949 | 85381090
4001 | Finished Good | Metering Current Transformers | ENCAPSULATED CT ( ROUND ID-30mm) | Resin Cast Terminal Type (Window 30) | 127 | MRT 30-5B-30-(4T) (25/5A- Ring Type Metering ENCP RS CAST MTR2 SCND 5 A- CLS 1- BRDN 5VA) | 4001 | 3001993 | 85381090
4000 | Finished Good | Metering Current Transformers | ENCAPSULATED CT ( ROUND ID-20mm) | RESIN CAST TERMINAL TYPE (Window 20) | 126 | MRT 30-5B-20-(4T) (25/5A- Ring Type Metering ENCP RS CAST MTR1 SCND 5 A- CLS 1- BRDN 5VA) | 4000 | 3002191 | 85381090
3999 | Finished Good | Metering Current Transformers | ENCAPSULATED CT ( ROUND ID-30mm) | Resin Cast Terminal Type (Window 30) | 127 | MRT 30-5A-30-(4T) (25/5A- Ring Type Metering ENCP RS CAST MTR2 SCND 5 A- CLS 3- BRDN 5VA) | 3999 | 3002037 | 85381090
3998 | Finished Good | Metering Current Transformers | ENCAPSULATED CT ( ROUND ID-20mm) | RESIN CAST TERMINAL TYPE (Window 20) | 126 | MRT 30-5A-20-(4T) (25/5A- Ring Type Metering ENCP RS CAST MTR1 SCND 5 A- CLS 3- BRDN 5VA) | 3998 | 3002227 | 85381090
3997 | Finished Good | Metering Current Transformers | ENCAPSULATED CT ( ROUND ID-57mm) | RESIN CAST TERMINAL TYPE (Window 57) | 129 | MRT 305 -5C-57 (300/5A- Ring Type Metering ENCP RS CAST MTR4 SCND 5A- CLS 0.5- BRDN 5VA) | 3997 | 3001736 | 85381090
3996 | Finished Good | Metering Current Transformers | ENCAPSULATED CT ( ROUND ID-42mm) | RESIN CAST TERMINAL TYPE (Window 42) | 128 | MRT 305 -5C-42 (300/5A- Ring Type Metering ENCP RS CAST MTR3 SCND 5 A- CLS 0.5- BRDN 5VA) | 3996 | 3001842 | 85381090
3995 | Finished Good | Metering Current Transformers | ENCAPSULATED CT ( ROUND ID-57mm) | RESIN CAST TERMINAL TYPE (Window 57) | 129 | MRT 305 -5B-57 (300/5A- Ring Type Metering ENCP RS CAST MTR4 SCND 5A- CLS 1- BRDN 5VA) | 3995 | 3001752 | 85381090
3994 | Finished Good | Metering Current Transformers | ENCAPSULATED CT ( ROUND ID-42mm) | RESIN CAST TERMINAL TYPE (Window 42) | 128 | MRT 305 -5B-42 (300/5A- Ring Type Metering ENCP RS CAST MTR3 SCND 5 A- CLS 1- BRDN 5VA) | 3994 | 3001858 | 85381090
3993 | Finished Good | Metering Current Transformers | ENCAPSULATED CT ( ROUND ID-57mm) | RESIN CAST TERMINAL TYPE (Window 57) | 129 | MRT 305 -5A-57 (300/5A- Ring Type Metering ENCP RS CAST MTR4 SCND 5A- CLS 3- BRDN 5VA) | 3993 | 3001768 | 85381090
3992 | Finished Good | Metering Current Transformers | ENCAPSULATED CT ( ROUND ID-42mm) | RESIN CAST TERMINAL TYPE (Window 42) | 128 | MRT 305 -5A-42 (300/5A- Ring Type Metering ENCP RS CAST MTR3 SCND 5 A- CLS 3- BRDN 5VA) | 3992 | 3001874 | 85381090
3991 | Finished Good | Metering Current Transformers | ENCAPSULATED CT ( ROUND ID-57mm) | RESIN CAST TERMINAL TYPE (Window 57) | 129 | MRT 305 -2.5C-57 (300/5A- Ring Type MTRNG ENCP RS CAST MTR4 SCND 5A- CLS 0.5- BRDN 2.5VA) | 3991 | 3001775 | 85381090
3990 | Finished Good | Metering Current Transformers | ENCAPSULATED CT ( ROUND ID-42mm) | RESIN CAST TERMINAL TYPE (Window 42) | 128 | MRT 305 -2.5C-42 (300/5A- Ring Type MTRNG ENCP RS CAST MTR3 SCND 5 A- CLS 0.5- BRDN 2.5VA) | 3990 | 3001887 | 85381090
3989 | Finished Good | Metering Current Transformers | ENCAPSULATED CT ( ROUND ID-57mm) | RESIN CAST TERMINAL TYPE (Window 57) | 129 | MRT 305 -15A-57 (300/5A- Ring Type Metering ENCP RS CAST MTR4 SCND 5A- CLS 3- BRDN 15VA) | 3989 | 3001688 | 85381090
3988 | Finished Good | Metering Current Transformers | ENCAPSULATED CT ( ROUND ID-42mm) | RESIN CAST TERMINAL TYPE (Window 42) | 128 | MRT 305 -15A-42 (300/5A- Ring Type Metering ENCP RS CAST MTR3 SCND 5 A- CLS 3- BRDN 15VA) | 3988 | 3001794 | 85381090
3987 | Finished Good | Metering Current Transformers | ENCAPSULATED CT ( ROUND ID-57mm) | RESIN CAST TERMINAL TYPE (Window 57) | 129 | MRT 305 -10B-57 (300/5A- Ring Type Metering ENCP RS CAST MTR4 SCND 5A- CLS 1- BRDN 10VA) | 3987 | 3001704 | 85381090
3986 | Finished Good | Metering Current Transformers | ENCAPSULATED CT ( ROUND ID-42mm) | RESIN CAST TERMINAL TYPE (Window 42) | 128 | MRT 305 -10B-42 (300/5A- Ring Type Metering ENCP RS CAST MTR3 SCND 5 A- CLS 1- BRDN 10VA) | 3986 | 3001810 | 85381090
3985 | Finished Good | Metering Current Transformers | ENCAPSULATED CT ( ROUND ID-57mm) | RESIN CAST TERMINAL TYPE (Window 57) | 129 | MRT 305 -10A-57 (300/5A- Ring Type Metering ENCP RS CAST MTR4 SCND 5A- CLS 3- BRDN 10VA) | 3985 | 3001720 | 85381090
3984 | Finished Good | Metering Current Transformers | ENCAPSULATED CT ( ROUND ID-42mm) | RESIN CAST TERMINAL TYPE (Window 42) | 128 | MRT 305 -10A-42 (300/5A- Ring Type Metering ENCP RS CAST MTR3 SCND 5 A- CLS 3- BRDN 10VA) | 3984 | 3001826 | 85381090
3983 | Finished Good | Metering Current Transformers | ENCAPSULATED CT ( ROUND ID-30mm) | Resin Cast Terminal Type (Window 30) | 127 | MRT 30-2.5C-30-(4T) (25/5A- Ring Type MTRNG ENCP RS CAST MTR2 SCND 5 A- CLS 0.5- BRDN 2.5VA) | 3983 | 3002081 | 85381090
3982 | Finished Good | Metering Current Transformers | ENCAPSULATED CT ( ROUND ID-20mm) | RESIN CAST TERMINAL TYPE (Window 20) | 126 | MRT 30-2.5C-20-(4T) (25/5A- Ring Type MTRNG ENCP RS CAST MTR1 SCND 5 A- CLS 0.5- BRDN 2.5VA) | 3982 | 3002263 | 85381090
3981 | Finished Good | Metering Current Transformers | ENCAPSULATED CT ( ROUND ID-30mm) | Resin Cast Terminal Type (Window 30) | 127 | MRT 30-2.5B-30-(4T) (25/5A- Ring Type Metering ENCP RS CAST MTR2 SCND 5 A- CLS 1- BRDN 2.5VA) | 3981 | 3002119 | 85381090
3980 | Finished Good | Metering Current Transformers | ENCAPSULATED CT ( ROUND ID-20mm) | RESIN CAST TERMINAL TYPE (Window 20) | 126 | MRT 30-2.5B-20-(4T) (25/5A- Ring Type Metering ENCP RS CAST MTR1 SCND 5 A- CLS 1- BRDN 2.5VA) | 3980 | 3002299 | 85381090
3979 | Finished Good | Metering Current Transformers | ENCAPSULATED CT ( ROUND ID-30mm) | Resin Cast Terminal Type (Window 30) | 127 | MRT 30-2.5A-30-(4T) (25/5A- Ring Type Metering ENCP RS CAST MTR2 SCND 5 A- CLS 3- BRDN 2.5VA) | 3979 | 3002155 | 85381090
3978 | Finished Good | Metering Current Transformers | ENCAPSULATED CT ( ROUND ID-20mm) | RESIN CAST TERMINAL TYPE (Window 20) | 126 | MRT 30-2.5A-20-(4T) (25/5A- Ring Type Metering ENCP RS CAST MTR1 SCND 5 A- CLS 3- BRDN 2.5VA) | 3978 | 3002335 | 85381090
3977 | Finished Good | Metering Current Transformers | ENCAPSULATED CT ( ROUND ID-57mm) | RESIN CAST TERMINAL TYPE (Window 57) | 129 | MRT 301 -5C-57 (300/1A- Ring Type Metering ENCP RS CAST MTR4 SCND 1A- CLS 0.5- BRDN 5VA) | 3977 | 3001728 | 85381090
3976 | Finished Good | Metering Current Transformers | ENCAPSULATED CT ( ROUND ID-42mm) | RESIN CAST TERMINAL TYPE (Window 42) | 128 | MRT 301 -5C-42 (300/1A- Ring Type Metering ENCP RS CAST MTR3 SCND 1A- CLS 0.5- BRDN 5VA) | 3976 | 3001834 | 85381090
3975 | Finished Good | Metering Current Transformers | ENCAPSULATED CT ( ROUND ID-57mm) | RESIN CAST TERMINAL TYPE (Window 57) | 129 | MRT 301 -5B-57 (300/1A- Ring Type Metering ENCP RS CAST MTR4 SCND 1A- CLS 1- BRDN 5VA) | 3975 | 3001744 | 85381090
3974 | Finished Good | Metering Current Transformers | ENCAPSULATED CT ( ROUND ID-42mm) | RESIN CAST TERMINAL TYPE (Window 42) | 128 | MRT 301 -5B-42 (300/1A- Ring Type Metering ENCP RS CAST MTR3 SCND 1A- CLS 1- BRDN 5VA) | 3974 | 3001850 | 85381090
3973 | Finished Good | Metering Current Transformers | ENCAPSULATED CT ( ROUND ID-57mm) | RESIN CAST TERMINAL TYPE (Window 57) | 129 | MRT 301 -5A-57 (300/1A- Ring Type Metering ENCP RS CAST MTR4 SCND 1A- CLS 3- BRDN 5VA) | 3973 | 3001760 | 85381090
3972 | Finished Good | Metering Current Transformers | ENCAPSULATED CT ( ROUND ID-42mm) | RESIN CAST TERMINAL TYPE (Window 42) | 128 | MRT 301 -5A-42 (300/1A- Ring Type Metering ENCP RS CAST MTR3 SCND 1A- CLS 3- BRDN 5VA) | 3972 | 3001866 | 85381090
3971 | Finished Good | Metering Current Transformers | ENCAPSULATED CT ( ROUND ID-57mm) | RESIN CAST TERMINAL TYPE (Window 57) | 129 | MRT 301 -2.5C-57 (300/1A- Ring Type MTRNG ENCP RS CAST MTR4 SCND 1A- CLS 0.5- BRDN 2.5VA) | 3971 | 3001773 | 85381090
3970 | Finished Good | Metering Current Transformers | ENCAPSULATED CT ( ROUND ID-42mm) | RESIN CAST TERMINAL TYPE (Window 42) | 128 | MRT 301 -2.5C-42 (300/1A- Ring Type MTRNG ENCP RS CAST MTR3 SCND 1 A- CLS 0.5- BRDN 2.5VA) | 3970 | 3001881 | 85381090
3969 | Finished Good | Metering Current Transformers | ENCAPSULATED CT ( ROUND ID-57mm) | RESIN CAST TERMINAL TYPE (Window 57) | 129 | MRT 301 -15A-57 (300/1A- Ring Type Metering ENCP RS CAST MTR4 SCND 1A- CLS 3- BRDN 15VA) | 3969 | 3001680 | 85381090
3968 | Finished Good | Metering Current Transformers | ENCAPSULATED CT ( ROUND ID-42mm) | RESIN CAST TERMINAL TYPE (Window 42) | 128 | MRT 301 -15A-42 (300/1A- Ring Type Metering ENCP RS CAST MTR3 SCND 1A- CLS 3- BRDN 15VA) | 3968 | 3001786 | 85381090
3967 | Finished Good | Metering Current Transformers | ENCAPSULATED CT ( ROUND ID-57mm) | RESIN CAST TERMINAL TYPE (Window 57) | 129 | MRT 301 -10B-57 (300/1A- Ring Type Metering ENCP RS CAST MTR4 SCND 1A- CLS 1- BRDN 10VA) | 3967 | 3001696 | 85381090
3966 | Finished Good | Metering Current Transformers | ENCAPSULATED CT ( ROUND ID-42mm) | RESIN CAST TERMINAL TYPE (Window 42) | 128 | MRT 301 -10B-42 (300/1A- Ring Type Metering ENCP RS CAST MTR3 SCND 1A- CLS 1- BRDN 10VA) | 3966 | 3001802 | 85381090
3965 | Finished Good | Metering Current Transformers | ENCAPSULATED CT ( ROUND ID-57mm) | RESIN CAST TERMINAL TYPE (Window 57) | 129 | MRT 301 -10A-57 (300/1A- Ring Type Metering ENCP RS CAST MTR4 SCND 1A- CLS 3- BRDN 10VA) | 3965 | 3001712 | 85381090
3964 | Finished Good | Metering Current Transformers | ENCAPSULATED CT ( ROUND ID-42mm) | RESIN CAST TERMINAL TYPE (Window 42) | 128 | MRT 301 -10A-42 (300/1A- Ring Type Metering ENCP RS CAST MTR3 SCND 1A- CLS 3- BRDN 10VA) | 3964 | 3001818 | 85381090
3963 | Finished Good | Metering Current Transformers | ENCAPSULATED CT ( ROUND ID-30mm) | Resin Cast Terminal Type (Window 30) | 127 | MRT 26--5C-(4T) (25/1A- Ring Type Metering ENCP RS CAST MTR2 SCND 1 A- CLS 0.5- BRDN 5VA) | 3963 | 3001927 | 85381090
3962 | Finished Good | Metering Current Transformers | ENCAPSULATED CT ( ROUND ID-20mm) | RESIN CAST TERMINAL TYPE (Window 20) | 126 | MRT 26-5B-20-(4T) (25/1A- Ring Type Metering ENCP RS CAST MTR1 SCND 1 A- CLS 1- BRDN 5VA) | 3962 | 3002173 | 85381090
3961 | Finished Good | Metering Current Transformers | ENCAPSULATED CT ( ROUND ID-30mm) | Resin Cast Terminal Type (Window 30) | 127 | MRT 26--5B-(4T) (25/1A- Ring Type Metering ENCP RS CAST MTR2 SCND 1 A- CLS 1- BRDN 5VA) | 3961 | 3001971 | 85381090
3960 | Finished Good | Metering Current Transformers | ENCAPSULATED CT ( ROUND ID-30mm) | Resin Cast Terminal Type (Window 30) | 127 | MRT 26-5A-30(4T) (25/1A- Ring Type Metering ENCP RS CAST MTR2 SCND 1 A- CLS 3- BRDN 5VA) | 3960 | 3002015 | 85381090
3959 | Finished Good | Metering Current Transformers | ENCAPSULATED CT ( ROUND ID-20mm) | RESIN CAST TERMINAL TYPE (Window 20) | 126 | MRT 26-5A-20-(4T) (25/1A- Ring Type Metering ENCP RS CAST MTR1 SCND 1 A- CLS 3- BRDN 5VA) | 3959 | 3002209 | 85381090
3958 | Finished Good | Metering Current Transformers | ENCAPSULATED CT ( ROUND ID-20mm) | RESIN CAST TERMINAL TYPE (Window 20) | 126 | MRT 26-2.5C-20-(4T) (25/1A- Ring Type MTRNG ENCP RS CAST MTR1 SCND 1 A- CLS 0.5- BRDN 2.5VA) | 3958 | 3002245 | 85381090
3957 | Finished Good | Metering Current Transformers | ENCAPSULATED CT ( ROUND ID-30mm) | Resin Cast Terminal Type (Window 30) | 127 | MRT 26--2.5C-(4T) (25/1A- Ring Type MTRNG ENCP RS CAST MTR2 SCND 1 A- CLS 0.5- BRDN 2.5VA) | 3957 | 3002059 | 85381090
3956 | Finished Good | Metering Current Transformers | ENCAPSULATED CT ( ROUND ID-20mm) | RESIN CAST TERMINAL TYPE (Window 20) | 126 | MRT 26-2.5B-20-(4T) (25/1A- Ring Type Metering ENCP RS CAST MTR1 SCND 1 A- CLS 1- BRDN 2.5VA) | 3956 | 3002281 | 85381090
3955 | Finished Good | Metering Current Transformers | ENCAPSULATED CT ( ROUND ID-30mm) | Resin Cast Terminal Type (Window 30) | 127 | MRT 26--2.5B-(4T) (25/1A- Ring Type Metering ENCP RS CAST MTR2 SCND 1 A- CLS 1- BRDN 2.5VA) | 3955 | 3002101 | 85381090
3954 | Finished Good | Metering Current Transformers | ENCAPSULATED CT ( ROUND ID-20mm) | RESIN CAST TERMINAL TYPE (Window 20) | 126 | MRT 26-2.5A-20-(4T) (25/1A- Ring Type Metering ENCP RS CAST MTR1 SCND 1 A- CLS 3- BRDN 2.5VA) | 3954 | 3002317 | 85381090
3953 | Finished Good | Metering Current Transformers | ENCAPSULATED CT ( ROUND ID-30mm) | Resin Cast Terminal Type (Window 30) | 127 | MRT 26--2.5A-(4T) (25/1A- Ring Type Metering ENCP RS CAST MTR2 SCND 1 A- CLS 3- BRDN 2.5VA) | 3953 | 3002137 | 85381090
3952 | Finished Good | Metering Current Transformers | ENCAPSULATED CT ( ROUND ID-42mm) | RESIN CAST TERMINAL TYPE (Window 42) | 128 | MRT 255 -5C-42 (250/5A- Ring Type Metering ENCP RS CAST MTR3 SCND 5 A- CLS 0.5- BRDN 5VA) | 3952 | 3001843 | 85381090
3951 | Finished Good | Metering Current Transformers | ENCAPSULATED CT ( ROUND ID-30mm) | Resin Cast Terminal Type (Window 30) | 127 | MRT 255 -5C-30 (250/5A- Ring Type Metering ENCP RS CAST MTR2 SCND 5 A- CLS 0.5- BRDN 5VA) | 3951 | 3001939 | 85381090
3950 | Finished Good | Metering Current Transformers | ENCAPSULATED CT ( ROUND ID-42mm) | RESIN CAST TERMINAL TYPE (Window 42) | 128 | MRT 255 -5B-42 (250/5A- Ring Type Metering ENCP RS CAST MTR3 SCND 5 A- CLS 1- BRDN 5VA) | 3950 | 3001859 | 85381090
3949 | Finished Good | Metering Current Transformers | ENCAPSULATED CT ( ROUND ID-30mm) | Resin Cast Terminal Type (Window 30) | 127 | MRT 255 -5B-30 (250/5A- Ring Type Metering ENCP RS CAST MTR2 SCND 5 A- CLS 1- BRDN 5VA) | 3949 | 3001983 | 85381090
3948 | Finished Good | Metering Current Transformers | ENCAPSULATED CT ( ROUND ID-42mm) | RESIN CAST TERMINAL TYPE (Window 42) | 128 | MRT 255 -5A-42 (250/5A- Ring Type Metering ENCP RS CAST MTR3 SCND 5 A- CLS 3- BRDN 5VA) | 3948 | 3001875 | 85381090
3947 | Finished Good | Metering Current Transformers | ENCAPSULATED CT ( ROUND ID-30mm) | Resin Cast Terminal Type (Window 30) | 127 | MRT 255 -5A-30 (250/5A- Ring Type Metering ENCP RS CAST MTR2 SCND 5 A- CLS 3- BRDN 5VA) | 3947 | 3002027 | 85381090
3946 | Finished Good | Metering Current Transformers | ENCAPSULATED CT ( ROUND ID-42mm) | RESIN CAST TERMINAL TYPE (Window 42) | 128 | MRT 255 -2.5C-42 (250/5A- Ring Type MTRNG ENCP RS CAST MTR3 SCND 5 A- CLS 0.5- BRDN 2.5VA) | 3946 | 3001888 | 85381090
3945 | Finished Good | Metering Current Transformers | ENCAPSULATED CT ( ROUND ID-30mm) | Resin Cast Terminal Type (Window 30) | 127 | MRT 255 -2.5C-30 (250/5A- Ring Type MTRNG ENCP RS CAST MTR2 SCND 5 A- CLS 0.5- BRDN 2.5VA) | 3945 | 3002071 | 85381090
3944 | Finished Good | Metering Current Transformers | ENCAPSULATED CT ( ROUND ID-42mm) | RESIN CAST TERMINAL TYPE (Window 42) | 128 | MRT 255 -15A-42 (250/5A- Ring Type Metering ENCP RS CAST MTR3 SCND 5 A- CLS 3- BRDN 15VA) | 3944 | 3001795 | 85381090
3943 | Finished Good | Metering Current Transformers | ENCAPSULATED CT ( ROUND ID-30mm) | Resin Cast Terminal Type (Window 30) | 127 | MRT 255 -15A-30 (250/5A- Ring Type Metering ENCP RS CAST MTR2 SCND 5 A- CLS 3- BRDN 15VA) | 3943 | 3001897 | 85381090
3942 | Finished Good | Metering Current Transformers | ENCAPSULATED CT ( ROUND ID-42mm) | RESIN CAST TERMINAL TYPE (Window 42) | 128 | MRT 255 -10B-42 (250/5A- Ring Type Metering ENCP RS CAST MTR3 SCND 5 A- CLS 1- BRDN 10VA) | 3942 | 3001811 | 85381090
3941 | Finished Good | Metering Current Transformers | ENCAPSULATED CT ( ROUND ID-30mm) | Resin Cast Terminal Type (Window 30) | 127 | MRT 255 -10B-30 (250/5A- Ring Type Metering ENCP RS CAST MTR2 SCND 5 A- CLS 1- BRDN 10VA) | 3941 | 3001905 | 85381090
3940 | Finished Good | Metering Current Transformers | ENCAPSULATED CT ( ROUND ID-42mm) | RESIN CAST TERMINAL TYPE (Window 42) | 128 | MRT 255 -10A-42 (250/5A- Ring Type Metering ENCP RS CAST MTR3 SCND 5 A- CLS 3- BRDN 10VA) | 3940 | 3001827 | 85381090
3939 | Finished Good | Metering Current Transformers | ENCAPSULATED CT ( ROUND ID-30mm) | Resin Cast Terminal Type (Window 30) | 127 | MRT 255 -10A-30 (250/5A- Ring Type Metering ENCP RS CAST MTR2 SCND 5 A- CLS 3- BRDN 10VA) | 3939 | 3001913 | 85381090
3938 | Finished Good | Metering Current Transformers | ENCAPSULATED CT ( ROUND ID-42mm) | RESIN CAST TERMINAL TYPE (Window 42) | 128 | MRT 251 -5C-42 (250/1A- Ring Type Metering ENCP RS CAST MTR3 SCND 1A- CLS 0.5- BRDN 5VA) | 3938 | 3001835 | 85381090
3937 | Finished Good | Metering Current Transformers | ENCAPSULATED CT ( ROUND ID-30mm) | Resin Cast Terminal Type (Window 30) | 127 | MRT 251 -5C-30 (250/1A- Ring Type Metering ENCP RS CAST MTR2 SCND 1 A- CLS 0.5- BRDN 5VA) | 3937 | 3001917 | 85381090
3936 | Finished Good | Metering Current Transformers | ENCAPSULATED CT ( ROUND ID-42mm) | RESIN CAST TERMINAL TYPE (Window 42) | 128 | MRT 251 -5B-42 (250/1A- Ring Type Metering ENCP RS CAST MTR3 SCND 1A- CLS 1- BRDN 5VA) | 3936 | 3001851 | 85381090
3935 | Finished Good | Metering Current Transformers | ENCAPSULATED CT ( ROUND ID-30mm) | Resin Cast Terminal Type (Window 30) | 127 | MRT 251 -5B-30 (250/1A- Ring Type Metering ENCP RS CAST MTR2 SCND 1 A- CLS 1- BRDN 5VA) | 3935 | 3001961 | 85381090
3934 | Finished Good | Metering Current Transformers | ENCAPSULATED CT ( ROUND ID-42mm) | RESIN CAST TERMINAL TYPE (Window 42) | 128 | MRT 251 -5A-42 (250/1A- Ring Type Metering ENCP RS CAST MTR3 SCND 1A- CLS 3- BRDN 5VA) | 3934 | 3001867 | 85381090
3933 | Finished Good | Metering Current Transformers | ENCAPSULATED CT ( ROUND ID-30mm) | Resin Cast Terminal Type (Window 30) | 127 | MRT 251 -5A-30 (250/1A- Ring Type Metering ENCP RS CAST MTR2 SCND 1 A- CLS 3- BRDN 5VA) | 3933 | 3002005 | 85381090
3932 | Finished Good | Metering Current Transformers | ENCAPSULATED CT ( ROUND ID-42mm) | RESIN CAST TERMINAL TYPE (Window 42) | 128 | MRT 251 -2.5C-42 (250/1A- Ring Type MTRNG ENCP RS CAST MTR3 SCND 1 A- CLS 0.5- BRDN 2.5VA) | 3932 | 3001882 | 85381090
3931 | Finished Good | Metering Current Transformers | ENCAPSULATED CT ( ROUND ID-30mm) | Resin Cast Terminal Type (Window 30) | 127 | MRT 251 -2.5C-30 (250/1A- Ring Type MTRNG ENCP RS CAST MTR2 SCND 1 A- CLS 0.5- BRDN 2.5VA) | 3931 | 3002049 | 85381090
3930 | Finished Good | Metering Current Transformers | ENCAPSULATED CT ( ROUND ID-42mm) | RESIN CAST TERMINAL TYPE (Window 42) | 128 | MRT 251 -15A-42 (250/1A- Ring Type Metering ENCP RS CAST MTR3 SCND 1A- CLS 3- BRDN 15VA) | 3930 | 3001787 | 85381090
3929 | Finished Good | Metering Current Transformers | ENCAPSULATED CT ( ROUND ID-30mm) | Resin Cast Terminal Type (Window 30) | 127 | MRT 251 -15A-30 (250/1A- Ring Type Metering ENCP RS CAST MTR2 SCND 1 A- CLS 3- BRDN 15VA) | 3929 | 3001893 | 85381090
3928 | Finished Good | Metering Current Transformers | ENCAPSULATED CT ( ROUND ID-42mm) | RESIN CAST TERMINAL TYPE (Window 42) | 128 | MRT 251 -10B-42 (250/1A- Ring Type Metering ENCP RS CAST MTR3 SCND 1A- CLS 1- BRDN 10VA) | 3928 | 3001803 | 85381090
3927 | Finished Good | Metering Current Transformers | ENCAPSULATED CT ( ROUND ID-30mm) | Resin Cast Terminal Type (Window 30) | 127 | MRT 251 -10B-30 (250/1A- Ring Type Metering ENCP RS CAST MTR2 SCND 1 A- CLS 1- BRDN 10VA) | 3927 | 3001901 | 85381090
3926 | Finished Good | Metering Current Transformers | ENCAPSULATED CT ( ROUND ID-42mm) | RESIN CAST TERMINAL TYPE (Window 42) | 128 | MRT 251 -10A-42 (250/1A- Ring Type Metering ENCP RS CAST MTR3 SCND 1A- CLS 3- BRDN 10VA) | 3926 | 3001819 | 85381090
3925 | Finished Good | Metering Current Transformers | ENCAPSULATED CT ( ROUND ID-30mm) | Resin Cast Terminal Type (Window 30) | 127 | MRT 251 -10A-30 (250/1A- Ring Type Metering ENCP RS CAST MTR2 SCND 1 A- CLS 3- BRDN 10VA) | 3925 | 3001909 | 85381090
3924 | Finished Good | Metering Current Transformers | ENCAPSULATED CT ( ROUND ID-110mm) | RESIN CAST TERMINAL TYPE (Window 110) | 131 | MRT 2505 -5C-110 (2500/5A- Ring Type Metering ENCP RS CAST MTR6 SCND 5A- CLS 0.5- BRDN 5VA) | 3924 | 3001551 | 85381090
3923 | Finished Good | Metering Current Transformers | ENCAPSULATED CT ( ROUND ID-110mm) | RESIN CAST TERMINAL TYPE (Window 110) | 131 | MRT 2505 -15B-110 (2500/5A- Ring Type Metering ENCP RS CAST MTR6 SCND 5A- CLS 1- BRDN 10VA) | 3923 | 3001476 | 85381090
3922 | Finished Good | Metering Current Transformers | ENCAPSULATED CT ( ROUND ID-110mm) | RESIN CAST TERMINAL TYPE (Window 110) | 131 | MRT 2505 -15A-110 (2500/5A- Ring Type Metering ENCP RS CAST MTR6 SCND 5A- CLS 3- BRDN 15VA) | 3922 | 3001505 | 85381090
3921 | Finished Good | Metering Current Transformers | ENCAPSULATED CT ( ROUND ID-110mm) | RESIN CAST TERMINAL TYPE (Window 110) | 131 | MRT 2505 -10C-110 (2500/5A- Ring Type MTRNG ENCP RS CAST MTR6 SCND 5A- CLS 0.5- BRDN 10VA) | 3921 | 3001491 | 85381090
3920 | Finished Good | Metering Current Transformers | ENCAPSULATED CT ( ROUND ID-110mm) | RESIN CAST TERMINAL TYPE (Window 110) | 131 | MRT 2505 -10B-110 (2500/5A- Ring Type Metering ENCP RS CAST MTR6 SCND 5A- CLS 1- BRDN 10VA) | 3920 | 3001521 | 85381090
3919 | Finished Good | Metering Current Transformers | ENCAPSULATED CT ( ROUND ID-110mm) | RESIN CAST TERMINAL TYPE (Window 110) | 131 | MRT 2505 -10A-110 (2500/5A- Ring Type Metering ENCP RS CAST MTR6 SCND 5A- CLS 3- BRDN 10VA) | 3919 | 3001537 | 85381090
3918 | Finished Good | Metering Current Transformers | ENCAPSULATED CT ( ROUND ID-110mm) | RESIN CAST TERMINAL TYPE (Window 110) | 131 | MRT 2501 -5C-110 (2500/1A- Ring Type Metering ENCP RS CAST MTR6 SCND 1A- CLS 0.5- BRDN 5VA) | 3918 | 3001545 | 85381090
3917 | Finished Good | Metering Current Transformers | ENCAPSULATED CT ( ROUND ID-110mm) | RESIN CAST TERMINAL TYPE (Window 110) | 131 | MRT 2501 -15B-110 (2500/1A- Ring Type Metering ENCP RS CAST MTR6 SCND 1A- CLS 1- BRDN 10VA) | 3917 | 3001469 | 85381090
3916 | Finished Good | Metering Current Transformers | ENCAPSULATED CT ( ROUND ID-110mm) | RESIN CAST TERMINAL TYPE (Window 110) | 131 | MRT 2501 -15A-110 (2500/1A- Ring Type Metering ENCP RS CAST MTR6 SCND 1A- CLS 3- BRDN 15VA) | 3916 | 3001499 | 85381090
3915 | Finished Good | Metering Current Transformers | ENCAPSULATED CT ( ROUND ID-110mm) | RESIN CAST TERMINAL TYPE (Window 110) | 131 | MRT 2501 -10C-110 (2500/1A- Ring Type MTRNG ENCP RS CAST MTR6 SCND 1A- CLS 0.5- BRDN 10VA) | 3915 | 3001484 | 85381090
3914 | Finished Good | Metering Current Transformers | ENCAPSULATED CT ( ROUND ID-110mm) | RESIN CAST TERMINAL TYPE (Window 110) | 131 | MRT 2501 -10B-110 (2500/1A- Ring Type Metering ENCP RS CAST MTR6 SCND 1A- CLS 1- BRDN 10VA) | 3914 | 3001513 | 85381090
3913 | Finished Good | Metering Current Transformers | ENCAPSULATED CT ( ROUND ID-42mm) | RESIN CAST TERMINAL TYPE (Window 42) | 128 | MRT 205 -5C-42 (200/5A- Ring Type Metering ENCP RS CAST MTR3 SCND 5 A- CLS 0.5- BRDN 5VA) | 3913 | 3001844 | 85381090
3912 | Finished Good | Metering Current Transformers | ENCAPSULATED CT ( ROUND ID-30mm) | Resin Cast Terminal Type (Window 30) | 127 | MRT 205 -5C-30 (200/5A- Ring Type Metering ENCP RS CAST MTR2 SCND 5 A- CLS 0.5- BRDN 5VA) | 3912 | 3001940 | 85381090
3911 | Finished Good | Metering Current Transformers | ENCAPSULATED CT ( ROUND ID-42mm) | RESIN CAST TERMINAL TYPE (Window 42) | 128 | MRT 205 -5B-42 (200/5A- Ring Type Metering ENCP RS CAST MTR3 SCND 5 A- CLS 1- BRDN 5VA) | 3911 | 3001860 | 85381090
3910 | Finished Good | Metering Current Transformers | ENCAPSULATED CT ( ROUND ID-30mm) | Resin Cast Terminal Type (Window 30) | 127 | MRT 205 -5B-30 (200/5A- Ring Type Metering ENCP RS CAST MTR2 SCND 5 A- CLS 1- BRDN 5VA) | 3910 | 3001984 | 85381090
3909 | Finished Good | Metering Current Transformers | ENCAPSULATED CT ( ROUND ID-42mm) | RESIN CAST TERMINAL TYPE (Window 42) | 128 | MRT 205 -5A-42 (200/5A- Ring Type Metering ENCP RS CAST MTR3 SCND 5 A- CLS 3- BRDN 5VA) | 3909 | 3001876 | 85381090
3908 | Finished Good | Metering Current Transformers | ENCAPSULATED CT ( ROUND ID-30mm) | Resin Cast Terminal Type (Window 30) | 127 | MRT 205 -5A-30 (200/5A- Ring Type Metering ENCP RS CAST MTR2 SCND 5 A- CLS 3- BRDN 5VA) | 3908 | 3002028 | 85381090
3907 | Finished Good | Metering Current Transformers | ENCAPSULATED CT ( ROUND ID-42mm) | RESIN CAST TERMINAL TYPE (Window 42) | 128 | MRT 205 -2.5C-42 (200/5A- Ring Type MTRNG ENCP RS CAST MTR3 SCND 5 A- CLS 0.5- BRDN 2.5VA) | 3907 | 3001889 | 85381090
3906 | Finished Good | Metering Current Transformers | ENCAPSULATED CT ( ROUND ID-30mm) | Resin Cast Terminal Type (Window 30) | 127 | MRT 205 -2.5C-30 (200/5A- Ring Type MTRNG ENCP RS CAST MTR2 SCND 5 A- CLS 0.5- BRDN 2.5VA) | 3906 | 3002072 | 85381090
3905 | Finished Good | Metering Current Transformers | ENCAPSULATED CT ( ROUND ID-42mm) | RESIN CAST TERMINAL TYPE (Window 42) | 128 | MRT 205 -15A-42 (200/5A- Ring Type Metering ENCP RS CAST MTR3 SCND 5 A- CLS 3- BRDN 15VA) | 3905 | 3001796 | 85381090
3904 | Finished Good | Metering Current Transformers | ENCAPSULATED CT ( ROUND ID-30mm) | Resin Cast Terminal Type (Window 30) | 127 | MRT 205 -15A-30 (200/5A- Ring Type Metering ENCP RS CAST MTR2 SCND 5 A- CLS 3- BRDN 15VA) | 3904 | 3001898 | 85381090
3903 | Finished Good | Metering Current Transformers | ENCAPSULATED CT ( ROUND ID-42mm) | RESIN CAST TERMINAL TYPE (Window 42) | 128 | MRT 205 -10B-42 (200/5A- Ring Type Metering ENCP RS CAST MTR3 SCND 5 A- CLS 1- BRDN 10VA) | 3903 | 3001812 | 85381090
3902 | Finished Good | Metering Current Transformers | ENCAPSULATED CT ( ROUND ID-30mm) | Resin Cast Terminal Type (Window 30) | 127 | MRT 205 -10B-30 (200/5A- Ring Type Metering ENCP RS CAST MTR2 SCND 5 A- CLS 1- BRDN 10VA) | 3902 | 3001906 | 85381090
3901 | Finished Good | Metering Current Transformers | ENCAPSULATED CT ( ROUND ID-42mm) | RESIN CAST TERMINAL TYPE (Window 42) | 128 | MRT 205 -10A-42 (200/5A- Ring Type Metering ENCP RS CAST MTR3 SCND 5 A- CLS 3- BRDN 10VA) | 3901 | 3001828 | 85381090
3900 | Finished Good | Metering Current Transformers | ENCAPSULATED CT ( ROUND ID-30mm) | Resin Cast Terminal Type (Window 30) | 127 | MRT 205 -10A-30 (200/5A- Ring Type Metering ENCP RS CAST MTR2 SCND 5 A- CLS 3- BRDN 10VA) | 3900 | 3001914 | 85381090
3899 | Finished Good | Metering Current Transformers | ENCAPSULATED CT ( ROUND ID-42mm) | RESIN CAST TERMINAL TYPE (Window 42) | 128 | MRT 201 -5C-42 (200/1A- Ring Type Metering ENCP RS CAST MTR3 SCND 1A- CLS 0.5- BRDN 5VA) | 3899 | 3001836 | 85381090
3898 | Finished Good | Metering Current Transformers | ENCAPSULATED CT ( ROUND ID-30mm) | Resin Cast Terminal Type (Window 30) | 127 | MRT 201 -5C-30 (200/1A- Ring Type Metering ENCP RS CAST MTR2 SCND 1 A- CLS 0.5- BRDN 5VA) | 3898 | 3001918 | 85381090
3897 | Finished Good | Metering Current Transformers | ENCAPSULATED CT ( ROUND ID-42mm) | RESIN CAST TERMINAL TYPE (Window 42) | 128 | MRT 201 -5B-42 (200/1A- Ring Type Metering ENCP RS CAST MTR3 SCND 1A- CLS 1- BRDN 5VA) | 3897 | 3001852 | 85381090
3896 | Finished Good | Metering Current Transformers | ENCAPSULATED CT ( ROUND ID-30mm) | Resin Cast Terminal Type (Window 30) | 127 | MRT 201 -5B-30 (200/1A- Ring Type Metering ENCP RS CAST MTR2 SCND 1 A- CLS 1- BRDN 5VA) | 3896 | 3001962 | 85381090
3895 | Finished Good | Metering Current Transformers | ENCAPSULATED CT ( ROUND ID-42mm) | RESIN CAST TERMINAL TYPE (Window 42) | 128 | MRT 201 -5A-42 (200/1A- Ring Type Metering ENCP RS CAST MTR3 SCND 1A- CLS 3- BRDN 5VA) | 3895 | 3001868 | 85381090
3894 | Finished Good | Metering Current Transformers | ENCAPSULATED CT ( ROUND ID-30mm) | Resin Cast Terminal Type (Window 30) | 127 | MRT 201 -5A-30 (200/1A- Ring Type Metering ENCP RS CAST MTR2 SCND 1 A- CLS 3- BRDN 5VA) | 3894 | 3002006 | 85381090
3893 | Finished Good | Metering Current Transformers | ENCAPSULATED CT ( ROUND ID-42mm) | RESIN CAST TERMINAL TYPE (Window 42) | 128 | MRT 201 -2.5C-42 (200/1A- Ring Type MTRNG ENCP RS CAST MTR3 SCND 1 A- CLS 0.5- BRDN 2.5VA) | 3893 | 3001883 | 85381090
3892 | Finished Good | Metering Current Transformers | ENCAPSULATED CT ( ROUND ID-30mm) | Resin Cast Terminal Type (Window 30) | 127 | MRT 201 -2.5C-30 (200/1A- Ring Type MTRNG ENCP RS CAST MTR2 SCND 1 A- CLS 0.5- BRDN 2.5VA) | 3892 | 3002050 | 85381090
3891 | Finished Good | Metering Current Transformers | ENCAPSULATED CT ( ROUND ID-42mm) | RESIN CAST TERMINAL TYPE (Window 42) | 128 | MRT 201 -15A-42 (200/1A- Ring Type Metering ENCP RS CAST MTR3 SCND 1A- CLS 3- BRDN 15VA) | 3891 | 3001788 | 85381090
3890 | Finished Good | Metering Current Transformers | ENCAPSULATED CT ( ROUND ID-30mm) | Resin Cast Terminal Type (Window 30) | 127 | MRT 201 -15A-30 (200/1A- Ring Type Metering ENCP RS CAST MTR2 SCND 1 A- CLS 3- BRDN 15VA) | 3890 | 3001894 | 85381090
3889 | Finished Good | Metering Current Transformers | ENCAPSULATED CT ( ROUND ID-42mm) | RESIN CAST TERMINAL TYPE (Window 42) | 128 | MRT 201 -10B-42 (200/1A- Ring Type Metering ENCP RS CAST MTR3 SCND 1A- CLS 1- BRDN 10VA) | 3889 | 3001804 | 85381090
3888 | Finished Good | Metering Current Transformers | ENCAPSULATED CT ( ROUND ID-30mm) | Resin Cast Terminal Type (Window 30) | 127 | MRT 201 -10B-30 (200/1A- Ring Type Metering ENCP RS CAST MTR2 SCND 1 A- CLS 1- BRDN 10VA) | 3888 | 3001902 | 85381090
3887 | Finished Good | Metering Current Transformers | ENCAPSULATED CT ( ROUND ID-42mm) | RESIN CAST TERMINAL TYPE (Window 42) | 128 | MRT 201 -10A-42 (200/1A- Ring Type Metering ENCP RS CAST MTR3 SCND 1A- CLS 3- BRDN 10VA) | 3887 | 3001820 | 85381090
3886 | Finished Good | Metering Current Transformers | ENCAPSULATED CT ( ROUND ID-30mm) | Resin Cast Terminal Type (Window 30) | 127 | MRT 201 -10A-30 (200/1A- Ring Type Metering ENCP RS CAST MTR2 SCND 1 A- CLS 3- BRDN 10VA) | 3886 | 3001910 | 85381090
3885 | Finished Good | Metering Current Transformers | ENCAPSULATED CT ( ROUND ID-110mm) | RESIN CAST TERMINAL TYPE (Window 110) | 131 | MRT 2005 -5C-110 (2000/5A- Ring Type Metering ENCP RS CAST MTR6 SCND 5A- CLS 0.5- BRDN 5VA) | 3885 | 3001552 | 85381090
3884 | Finished Good | Metering Current Transformers | ENCAPSULATED CT ( ROUND ID-110mm) | RESIN CAST TERMINAL TYPE (Window 110) | 131 | MRT 2005 -15B-110 (2000/5A- Ring Type Metering ENCP RS CAST MTR6 SCND 5A- CLS 1- BRDN 10VA) | 3884 | 3001477 | 85381090
3883 | Finished Good | Metering Current Transformers | ENCAPSULATED CT ( ROUND ID-110mm) | RESIN CAST TERMINAL TYPE (Window 110) | 131 | MRT 2005 -15A-110 (2000/5A- Ring Type Metering ENCP RS CAST MTR6 SCND 5A- CLS 3- BRDN 15VA) | 3883 | 3001506 | 85381090
3882 | Finished Good | Metering Current Transformers | ENCAPSULATED CT ( ROUND ID-110mm) | RESIN CAST TERMINAL TYPE (Window 110) | 131 | MRT 2005 -10C-110 (2000/5A- Ring Type MTRNG ENCP RS CAST MTR6 SCND 5A- CLS 0.5- BRDN 10VA) | 3882 | 3001492 | 85381090
3881 | Finished Good | Metering Current Transformers | ENCAPSULATED CT ( ROUND ID-110mm) | RESIN CAST TERMINAL TYPE (Window 110) | 131 | MRT 2005 -10B-110 (2000/5A- Ring Type Metering ENCP RS CAST MTR6 SCND 5A- CLS 1- BRDN 10VA) | 3881 | 3001522 | 85381090
3880 | Finished Good | Metering Current Transformers | ENCAPSULATED CT ( ROUND ID-110mm) | RESIN CAST TERMINAL TYPE (Window 110) | 131 | MRT 2005 -10A-110 (2000/5A- Ring Type Metering ENCP RS CAST MTR6 SCND 5A- CLS 3- BRDN 10VA) | 3880 | 3001538 | 85381090
3879 | Finished Good | Metering Current Transformers | ENCAPSULATED CT ( ROUND ID-110mm) | RESIN CAST TERMINAL TYPE (Window 110) | 131 | MRT 2001 -5C-110 (2000/1A- Ring Type Metering ENCP RS CAST MTR6 SCND 1A- CLS 0.5- BRDN 5VA) | 3879 | 3001546 | 85381090
3878 | Finished Good | Metering Current Transformers | ENCAPSULATED CT ( ROUND ID-110mm) | RESIN CAST TERMINAL TYPE (Window 110) | 131 | MRT 2001 -15B-110 (2000/1A- Ring Type Metering ENCP RS CAST MTR6 SCND 1A- CLS 1- BRDN 10VA) | 3878 | 3001470 | 85381090
3877 | Finished Good | Metering Current Transformers | ENCAPSULATED CT ( ROUND ID-110mm) | RESIN CAST TERMINAL TYPE (Window 110) | 131 | MRT 2001 -15A-110 (1600/1A- Ring Type Metering ENCP RS CAST MTR6 SCND 1A- CLS 3- BRDN 15VA) | 3877 | 3001500 | 85381090
3876 | Finished Good | Metering Current Transformers | ENCAPSULATED CT ( ROUND ID-110mm) | RESIN CAST TERMINAL TYPE (Window 110) | 131 | MRT 2001 -10C-110 (2000/1A- Ring Type MTRNG ENCP RS CAST MTR6 SCND 1A- CLS 0.5- BRDN 10VA) | 3876 | 3001485 | 85381090
3875 | Finished Good | Metering Current Transformers | ENCAPSULATED CT ( ROUND ID-110mm) | RESIN CAST TERMINAL TYPE (Window 110) | 131 | MRT 2001 -10B-110 (2000/1A- Ring Type Metering ENCP RS CAST MTR6 SCND 1A- CLS 1- BRDN 10VA) | 3875 | 3001514 | 85381090
3874 | Finished Good | Metering Current Transformers | ENCAPSULATED CT ( ROUND ID-110mm) | RESIN CAST TERMINAL TYPE (Window 110) | 131 | MRT 1605 -5C-110 (1600/5A- Ring Type Metering ENCP RS CAST MTR6 SCND 5A- CLS 0.5- BRDN 5VA) | 3874 | 3001553 | 85381090
3873 | Finished Good | Metering Current Transformers | ENCAPSULATED CT ( ROUND ID-110mm) | RESIN CAST TERMINAL TYPE (Window 110) | 131 | MRT 1605 -15B-110 (1600/5A- Ring Type Metering ENCP RS CAST MTR6 SCND 5A- CLS 1- BRDN 10VA) | 3873 | 3001478 | 85381090
3872 | Finished Good | Metering Current Transformers | ENCAPSULATED CT ( ROUND ID-110mm) | RESIN CAST TERMINAL TYPE (Window 110) | 131 | MRT 1605 -15A-110 (1600/5A- Ring Type Metering ENCP RS CAST MTR6 SCND 5A- CLS 3- BRDN 15VA) | 3872 | 3001507 | 85381090
3871 | Finished Good | Metering Current Transformers | ENCAPSULATED CT ( ROUND ID-110mm) | RESIN CAST TERMINAL TYPE (Window 110) | 131 | MRT 1605 -10C-110 (1600/5A- Ring Type MTRNG ENCP RS CAST MTR6 SCND 5A- CLS 0.5- BRDN 10VA) | 3871 | 3001493 | 85381090
3870 | Finished Good | Metering Current Transformers | ENCAPSULATED CT ( ROUND ID-110mm) | RESIN CAST TERMINAL TYPE (Window 110) | 131 | MRT 1605 -10B-110 (1600/5A- Ring Type Metering ENCP RS CAST MTR6 SCND 5A- CLS 1- BRDN 10VA) | 3870 | 3001523 | 85381090
3869 | Finished Good | Metering Current Transformers | ENCAPSULATED CT ( ROUND ID-110mm) | RESIN CAST TERMINAL TYPE (Window 110) | 131 | MRT 1605 -10A-110 (1600/5A- Ring Type Metering ENCP RS CAST MTR6 SCND 5A- CLS 3- BRDN 10VA) | 3869 | 3001539 | 85381090
3868 | Finished Good | Metering Current Transformers | ENCAPSULATED CT ( ROUND ID-110mm) | RESIN CAST TERMINAL TYPE (Window 110) | 131 | MRT 1601 -5C-110 (1600/1A- Ring Type Metering ENCP RS CAST MTR6 SCND 1A- CLS 0.5- BRDN 5VA) | 3868 | 3001547 | 85381090
3867 | Finished Good | Metering Current Transformers | ENCAPSULATED CT ( ROUND ID-110mm) | RESIN CAST TERMINAL TYPE (Window 110) | 131 | MRT 1601 -15A-110 (1200/1A- Ring Type Metering ENCP RS CAST MTR6 SCND 1A- CLS 3- BRDN 15VA) | 3867 | 3001501 | 85381090
3866 | Finished Good | Metering Current Transformers | ENCAPSULATED CT ( ROUND ID-110mm) | RESIN CAST TERMINAL TYPE (Window 110) | 131 | MRT 1601 -10C-110 (1600/1A- Ring Type MTRNG ENCP RS CAST MTR6 SCND 1A- CLS 0.5- BRDN 10VA) | 3866 | 3001486 | 85381090
3865 | Finished Good | Metering Current Transformers | ENCAPSULATED CT ( ROUND ID-110mm) | RESIN CAST TERMINAL TYPE (Window 110) | 131 | MRT 1601 -10B-110 (1600/1A- Ring Type Metering ENCP RS CAST MTR6 SCND 1A- CLS 1- BRDN 10VA) | 3865 | 3001515 | 85381090
3864 | Finished Good | Metering Current Transformers | ENCAPSULATED CT ( ROUND ID-30mm) | Resin Cast Terminal Type (Window 30) | 127 | MRT 155 -5C-30 (150/5A- Ring Type Metering ENCP RS CAST MTR2 SCND 5 A- CLS 0.5- BRDN 5VA) | 3864 | 3001941 | 85381090
3863 | Finished Good | Metering Current Transformers | ENCAPSULATED CT ( ROUND ID-30mm) | Resin Cast Terminal Type (Window 30) | 127 | MRT 155 -5B-30 (150/5A- Ring Type Metering ENCP RS CAST MTR2 SCND 5 A- CLS 1- BRDN 5VA) | 3863 | 3001985 | 85381090
3862 | Finished Good | Metering Current Transformers | ENCAPSULATED CT ( ROUND ID-20mm) | RESIN CAST TERMINAL TYPE (Window 20) | 126 | MRT 155 -5B-20 (150/5A- Ring Type Metering ENCP RS CAST MTR1 SCND 5 A- CLS 1- BRDN 5VA) | 3862 | 3002183 | 85381090
3861 | Finished Good | Metering Current Transformers | ENCAPSULATED CT ( ROUND ID-30mm) | Resin Cast Terminal Type (Window 30) | 127 | MRT 155 -5A-30 (150/5A- Ring Type Metering ENCP RS CAST MTR2 SCND 5 A- CLS 3- BRDN 5VA) | 3861 | 3002029 | 85381090
3860 | Finished Good | Metering Current Transformers | ENCAPSULATED CT ( ROUND ID-20mm) | RESIN CAST TERMINAL TYPE (Window 20) | 126 | MRT 155 -5A-20 (150/5A- Ring Type Metering ENCP RS CAST MTR1 SCND 5 A- CLS 3- BRDN 5VA) | 3860 | 3002219 | 85381090
3859 | Finished Good | Metering Current Transformers | ENCAPSULATED CT ( ROUND ID-30mm) | Resin Cast Terminal Type (Window 30) | 127 | MRT 155 -2.5C-30 (150/5A- Ring Type MTRNG ENCP RS CAST MTR2 SCND 5 A- CLS 0.5- BRDN 2.5VA) | 3859 | 3002073 | 85381090
3858 | Finished Good | Metering Current Transformers | ENCAPSULATED CT ( ROUND ID-20mm) | RESIN CAST TERMINAL TYPE (Window 20) | 126 | MRT 155 -2.5C-20 (150/5A- Ring Type MTRNG ENCP RS CAST MTR1 SCND 5 A- CLS 0.5- BRDN 2.5VA) | 3858 | 3002255 | 85381090
3857 | Finished Good | Metering Current Transformers | ENCAPSULATED CT ( ROUND ID-30mm) | Resin Cast Terminal Type (Window 30) | 127 | MRT 155 -2.5B-30 (150/5A- Ring Type Metering ENCP RS CAST MTR2 SCND 5 A- CLS 1- BRDN 2.5VA) | 3857 | 3002111 | 85381090
3856 | Finished Good | Metering Current Transformers | ENCAPSULATED CT ( ROUND ID-20mm) | RESIN CAST TERMINAL TYPE (Window 20) | 126 | MRT 155 -2.5B-20 (150/5A- Ring Type Metering ENCP RS CAST MTR1 SCND 5 A- CLS 1- BRDN 2.5VA) | 3856 | 3002291 | 85381090
3855 | Finished Good | Metering Current Transformers | ENCAPSULATED CT ( ROUND ID-30mm) | Resin Cast Terminal Type (Window 30) | 127 | MRT 155 -2.5A-30 (150/5A- Ring Type Metering ENCP RS CAST MTR2 SCND 5 A- CLS 3- BRDN 2.5VA) | 3855 | 3002147 | 85381090
3854 | Finished Good | Metering Current Transformers | ENCAPSULATED CT ( ROUND ID-20mm) | RESIN CAST TERMINAL TYPE (Window 20) | 126 | MRT 155 -2.5A-20 (150/5A- Ring Type Metering ENCP RS CAST MTR1 SCND 5 A- CLS 3- BRDN 2.5VA) | 3854 | 3002327 | 85381090
3853 | Finished Good | Metering Current Transformers | ENCAPSULATED CT ( ROUND ID-30mm) | Resin Cast Terminal Type (Window 30) | 127 | MRT 151 -5C-30 (150/1A- Ring Type Metering ENCP RS CAST MTR2 SCND 1 A- CLS 0.5- BRDN 5VA) | 3853 | 3001919 | 85381090
3852 | Finished Good | Metering Current Transformers | ENCAPSULATED CT ( ROUND ID-30mm) | Resin Cast Terminal Type (Window 30) | 127 | MRT 151 -5B-30 (150/1A- Ring Type Metering ENCP RS CAST MTR2 SCND 1 A- CLS 1- BRDN 5VA) | 3852 | 3001963 | 85381090
3851 | Finished Good | Metering Current Transformers | ENCAPSULATED CT ( ROUND ID-20mm) | RESIN CAST TERMINAL TYPE (Window 20) | 126 | MRT 151 -5B-20 (150/1A- Ring Type Metering ENCP RS CAST MTR1 SCND 1 A- CLS 1- BRDN 5VA) | 3851 | 3002165 | 85381090
3850 | Finished Good | Metering Current Transformers | ENCAPSULATED CT ( ROUND ID-30mm) | Resin Cast Terminal Type (Window 30) | 127 | MRT 151 -5A-30 (150/1A- Ring Type Metering ENCP RS CAST MTR2 SCND 1 A- CLS 3- BRDN 5VA) | 3850 | 3002007 | 85381090
3849 | Finished Good | Metering Current Transformers | ENCAPSULATED CT ( ROUND ID-20mm) | RESIN CAST TERMINAL TYPE (Window 20) | 126 | MRT 151 -5A-20 (150/1A- Ring Type Metering ENCP RS CAST MTR1 SCND 1 A- CLS 3- BRDN 5VA) | 3849 | 3002201 | 85381090
3848 | Finished Good | Metering Current Transformers | ENCAPSULATED CT ( ROUND ID-30mm) | Resin Cast Terminal Type (Window 30) | 127 | MRT 151 -2.5C-30 (150/1A- Ring Type MTRNG ENCP RS CAST MTR2 SCND 1 A- CLS 0.5- BRDN 2.5VA) | 3848 | 3002051 | 85381090
3847 | Finished Good | Metering Current Transformers | ENCAPSULATED CT ( ROUND ID-20mm) | RESIN CAST TERMINAL TYPE (Window 20) | 126 | MRT 151 -2.5C-20 (150/1A- Ring Type MTRNG ENCP RS CAST MTR1 SCND 1 A- CLS 0.5- BRDN 2.5VA) | 3847 | 3002237 | 85381090
3846 | Finished Good | Metering Current Transformers | ENCAPSULATED CT ( ROUND ID-30mm) | Resin Cast Terminal Type (Window 30) | 127 | MRT 151 -2.5B-30 (150/1A- Ring Type Metering ENCP RS CAST MTR2 SCND 1 A- CLS 1- BRDN 2.5VA) | 3846 | 3002093 | 85381090
3845 | Finished Good | Metering Current Transformers | ENCAPSULATED CT ( ROUND ID-20mm) | RESIN CAST TERMINAL TYPE (Window 20) | 126 | MRT 151 -2.5B-20 (150/1A- Ring Type Metering ENCP RS CAST MTR1 SCND 1 A- CLS 1- BRDN 2.5VA) | 3845 | 3002273 | 85381090
3844 | Finished Good | Metering Current Transformers | ENCAPSULATED CT ( ROUND ID-30mm) | Resin Cast Terminal Type (Window 30) | 127 | MRT 151 -2.5A-30 (150/1A- Ring Type Metering ENCP RS CAST MTR2 SCND 1 A- CLS 3- BRDN 2.5VA) | 3844 | 3002129 | 85381090
3843 | Finished Good | Metering Current Transformers | ENCAPSULATED CT ( ROUND ID-20mm) | RESIN CAST TERMINAL TYPE (Window 20) | 126 | MRT 151 -2.5A-20 (150/1A- Ring Type Metering ENCP RS CAST MTR1 SCND 1 A- CLS 3- BRDN 2.5VA) | 3843 | 3002309 | 85381090
3842 | Finished Good | Metering Current Transformers | ENCAPSULATED CT ( ROUND ID-30mm) | Resin Cast Terminal Type (Window 30) | 127 | MRT 130 -5C-30 (125/5A- Ring Type Metering ENCP RS CAST MTR2 SCND 5 A- CLS 0.5- BRDN 5VA) | 3842 | 3001942 | 85381090
3841 | Finished Good | Metering Current Transformers | ENCAPSULATED CT ( ROUND ID-30mm) | Resin Cast Terminal Type (Window 30) | 127 | MRT 130 -5B-30 (125/5A- Ring Type Metering ENCP RS CAST MTR2 SCND 5 A- CLS 1- BRDN 5VA) | 3841 | 3001986 | 85381090
3840 | Finished Good | Metering Current Transformers | ENCAPSULATED CT ( ROUND ID-20mm) | RESIN CAST TERMINAL TYPE (Window 20) | 126 | MRT 130 -5B-20 (125/5A- Ring Type Metering ENCP RS CAST MTR1 SCND 5 A- CLS 1- BRDN 5VA) | 3840 | 3002184 | 85381090
3839 | Finished Good | Metering Current Transformers | ENCAPSULATED CT ( ROUND ID-30mm) | Resin Cast Terminal Type (Window 30) | 127 | MRT 130 -5A-30 (125/5A- Ring Type Metering ENCP RS CAST MTR2 SCND 5 A- CLS 3- BRDN 5VA) | 3839 | 3002030 | 85381090
3838 | Finished Good | Metering Current Transformers | ENCAPSULATED CT ( ROUND ID-20mm) | RESIN CAST TERMINAL TYPE (Window 20) | 126 | MRT 130 -5A-20 (125/5A- Ring Type Metering ENCP RS CAST MTR1 SCND 5 A- CLS 3- BRDN 5VA) | 3838 | 3002220 | 85381090
3837 | Finished Good | Metering Current Transformers | ENCAPSULATED CT ( ROUND ID-30mm) | Resin Cast Terminal Type (Window 30) | 127 | MRT 130 -2.5C-30 (125/5A- Ring Type MTRNG ENCP RS CAST MTR2 SCND 5 A- CLS 0.5- BRDN 2.5VA) | 3837 | 3002074 | 85381090
3836 | Finished Good | Metering Current Transformers | ENCAPSULATED CT ( ROUND ID-20mm) | RESIN CAST TERMINAL TYPE (Window 20) | 126 | MRT 130 -2.5C-20 (125/5A- Ring Type MTRNG ENCP RS CAST MTR1 SCND 5 A- CLS 0.5- BRDN 2.5VA) | 3836 | 3002256 | 85381090
3835 | Finished Good | Metering Current Transformers | ENCAPSULATED CT ( ROUND ID-30mm) | Resin Cast Terminal Type (Window 30) | 127 | MRT 130 -2.5B-30 (125/5A- Ring Type Metering ENCP RS CAST MTR2 SCND 5 A- CLS 1- BRDN 2.5VA) | 3835 | 3002112 | 85381090
3834 | Finished Good | Metering Current Transformers | ENCAPSULATED CT ( ROUND ID-20mm) | RESIN CAST TERMINAL TYPE (Window 20) | 126 | MRT 130 -2.5B-20 (125/5A- Ring Type Metering ENCP RS CAST MTR1 SCND 5 A- CLS 1- BRDN 2.5VA) | 3834 | 3002292 | 85381090
3833 | Finished Good | Metering Current Transformers | ENCAPSULATED CT ( ROUND ID-30mm) | Resin Cast Terminal Type (Window 30) | 127 | MRT 130 -2.5A-30 (125/5A- Ring Type Metering ENCP RS CAST MTR2 SCND 5 A- CLS 3- BRDN 2.5VA) | 3833 | 3002148 | 85381090
3832 | Finished Good | Metering Current Transformers | ENCAPSULATED CT ( ROUND ID-20mm) | RESIN CAST TERMINAL TYPE (Window 20) | 126 | MRT 130 -2.5A-20 (125/5A- Ring Type Metering ENCP RS CAST MTR1 SCND 5 A- CLS 3- BRDN 2.5VA) | 3832 | 3002328 | 85381090
3831 | Finished Good | Metering Current Transformers | ENCAPSULATED CT ( ROUND ID-30mm) | Resin Cast Terminal Type (Window 30) | 127 | MRT 126 -5C-30 (125/1A- Ring Type Metering ENCP RS CAST MTR2 SCND 1 A- CLS 0.5- BRDN 5VA) | 3831 | 3001920 | 85381090
3830 | Finished Good | Metering Current Transformers | ENCAPSULATED CT ( ROUND ID-30mm) | Resin Cast Terminal Type (Window 30) | 127 | MRT 126 -5B-30 (125/1A- Ring Type Metering ENCP RS CAST MTR2 SCND 1 A- CLS 1- BRDN 5VA) | 3830 | 3001964 | 85381090
3829 | Finished Good | Metering Current Transformers | ENCAPSULATED CT ( ROUND ID-20mm) | RESIN CAST TERMINAL TYPE (Window 20) | 126 | MRT 126 -5B-20 (125/1A- Ring Type Metering ENCP RS CAST MTR1 SCND 1 A- CLS 1- BRDN 5VA) | 3829 | 3002166 | 85381090
3828 | Finished Good | Metering Current Transformers | ENCAPSULATED CT ( ROUND ID-30mm) | Resin Cast Terminal Type (Window 30) | 127 | MRT 126 -5A-30 (125/1A- Ring Type Metering ENCP RS CAST MTR2 SCND 1 A- CLS 3- BRDN 5VA) | 3828 | 3002008 | 85381090
3827 | Finished Good | Metering Current Transformers | ENCAPSULATED CT ( ROUND ID-20mm) | RESIN CAST TERMINAL TYPE (Window 20) | 126 | MRT 126 -5A-20 (125/1A- Ring Type Metering ENCP RS CAST MTR1 SCND 1 A- CLS 3- BRDN 5VA) | 3827 | 3002202 | 85381090
3826 | Finished Good | Metering Current Transformers | ENCAPSULATED CT ( ROUND ID-30mm) | Resin Cast Terminal Type (Window 30) | 127 | MRT 126 -2.5C-30 (125/1A- Ring Type MTRNG ENCP RS CAST MTR2 SCND 1 A- CLS 0.5- BRDN 2.5VA) | 3826 | 3002052 | 85381090
3825 | Finished Good | Metering Current Transformers | ENCAPSULATED CT ( ROUND ID-20mm) | RESIN CAST TERMINAL TYPE (Window 20) | 126 | MRT 126 -2.5C-20 (125/1A- Ring Type MTRNG ENCP RS CAST MTR1 SCND 1 A- CLS 0.5- BRDN 2.5VA) | 3825 | 3002238 | 85381090
3824 | Finished Good | Metering Current Transformers | ENCAPSULATED CT ( ROUND ID-30mm) | Resin Cast Terminal Type (Window 30) | 127 | MRT 126 -2.5B-30 (125/1A- Ring Type Metering ENCP RS CAST MTR2 SCND 1 A- CLS 1- BRDN 2.5VA) | 3824 | 3002094 | 85381090
3823 | Finished Good | Metering Current Transformers | ENCAPSULATED CT ( ROUND ID-20mm) | RESIN CAST TERMINAL TYPE (Window 20) | 126 | MRT 126 -2.5B-20 (125/1A- Ring Type Metering ENCP RS CAST MTR1 SCND 1 A- CLS 1- BRDN 2.5VA) | 3823 | 3002274 | 85381090
3822 | Finished Good | Metering Current Transformers | ENCAPSULATED CT ( ROUND ID-30mm) | Resin Cast Terminal Type (Window 30) | 127 | MRT 126 -2.5A-30 (125/1A- Ring Type Metering ENCP RS CAST MTR2 SCND 1 A- CLS 3- BRDN 2.5VA) | 3822 | 3002130 | 85381090
3821 | Finished Good | Metering Current Transformers | ENCAPSULATED CT ( ROUND ID-20mm) | RESIN CAST TERMINAL TYPE (Window 20) | 126 | MRT 126 -2.5A-20 (125/1A- Ring Type Metering ENCP RS CAST MTR1 SCND 1 A- CLS 3- BRDN 2.5VA) | 3821 | 3002310 | 85381090
3820 | Finished Good | Metering Current Transformers | ENCAPSULATED CT ( ROUND ID-110mm) | RESIN CAST TERMINAL TYPE (Window 110) | 131 | MRT 1205 -15B-110 (1200/5A- Ring Type Metering ENCP RS CAST MTR6 SCND 5A- CLS 1- BRDN 10VA) | 3820 | 3001479 | 85381090
3819 | Finished Good | Metering Current Transformers | ENCAPSULATED CT ( ROUND ID-110mm) | RESIN CAST TERMINAL TYPE (Window 110) | 131 | MRT 1205 -15A-110 (1200/5A- Ring Type Metering ENCP RS CAST MTR6 SCND 5A- CLS 3- BRDN 15VA) | 3819 | 3001508 | 85381090
3818 | Finished Good | Metering Current Transformers | ENCAPSULATED CT ( ROUND ID-110mm) | RESIN CAST TERMINAL TYPE (Window 110) | 131 | MRT 1205 -10C-110 (1200/5A- Ring Type MTRNG ENCP RS CAST MTR6 SCND 5A- CLS 0.5- BRDN 10VA) | 3818 | 3001494 | 85381090
3817 | Finished Good | Metering Current Transformers | ENCAPSULATED CT ( ROUND ID-110mm) | RESIN CAST TERMINAL TYPE (Window 110) | 131 | MRT 1205 -10B-110 (1200/5A- Ring Type Metering ENCP RS CAST MTR6 SCND 5A- CLS 1- BRDN 10VA) | 3817 | 3001524 | 85381090
3816 | Finished Good | Metering Current Transformers | ENCAPSULATED CT ( ROUND ID-110mm) | RESIN CAST TERMINAL TYPE (Window 110) | 131 | MRT 1205 -10A-110 (1200/5A- Ring Type Metering ENCP RS CAST MTR6 SCND 5A- CLS 3- BRDN 10VA) | 3816 | 3001540 | 85381090
3815 | Finished Good | Metering Current Transformers | ENCAPSULATED CT ( ROUND ID-110mm) | RESIN CAST TERMINAL TYPE (Window 110) | 131 | MRT 1201 -15B-110 (1600/1A- Ring Type Metering ENCP RS CAST MTR6 SCND 1A- CLS 1- BRDN 10VA) | 3815 | 3001471 | 85381090
3814 | Finished Good | Metering Current Transformers | ENCAPSULATED CT ( ROUND ID-110mm) | RESIN CAST TERMINAL TYPE (Window 110) | 131 | MRT 1201 -10C-110 (1200/1A- Ring Type MTRNG ENCP RS CAST MTR6 SCND 1A- CLS 0.5- BRDN 10VA) | 3814 | 3001487 | 85381090
3813 | Finished Good | Metering Current Transformers | ENCAPSULATED CT ( ROUND ID-110mm) | RESIN CAST TERMINAL TYPE (Window 110) | 131 | MRT 1201 -10B-110 (1200/1A- Ring Type Metering ENCP RS CAST MTR6 SCND 1A- CLS 1- BRDN 10VA) | 3813 | 3001516 | 85381090
3812 | Finished Good | Metering Current Transformers | ENCAPSULATED CT ( ROUND ID-30mm) | Resin Cast Terminal Type (Window 30) | 127 | MRT 105 -5C-30 (100/5A- Ring Type Metering ENCP RS CAST MTR2 SCND 5 A- CLS 0.5- BRDN 5VA) | 3812 | 3001943 | 85381090
3811 | Finished Good | Metering Current Transformers | ENCAPSULATED CT ( ROUND ID-30mm) | Resin Cast Terminal Type (Window 30) | 127 | MRT 105 -5B-30 (100/5A- Ring Type Metering ENCP RS CAST MTR2 SCND 5 A- CLS 1- BRDN 5VA) | 3811 | 3001987 | 85381090
3810 | Finished Good | Metering Current Transformers | ENCAPSULATED CT ( ROUND ID-20mm) | RESIN CAST TERMINAL TYPE (Window 20) | 126 | MRT 105 -5B-20 (100/5A- Ring Type Metering ENCP RS CAST MTR1 SCND 5 A- CLS 1- BRDN 5VA) | 3810 | 3002185 | 85381090
3809 | Finished Good | Metering Current Transformers | ENCAPSULATED CT ( ROUND ID-30mm) | Resin Cast Terminal Type (Window 30) | 127 | MRT 105 -5A-30 (100/5A- Ring Type Metering ENCP RS CAST MTR2 SCND 5 A- CLS 3- BRDN 5VA) | 3809 | 3002031 | 85381090
3808 | Finished Good | Metering Current Transformers | ENCAPSULATED CT ( ROUND ID-20mm) | RESIN CAST TERMINAL TYPE (Window 20) | 126 | MRT 105 -5A-20 (100/5A- Ring Type Metering ENCP RS CAST MTR1 SCND 5 A- CLS 3- BRDN 5VA) | 3808 | 3002221 | 85381090
3807 | Finished Good | Metering Current Transformers | ENCAPSULATED CT ( ROUND ID-30mm) | Resin Cast Terminal Type (Window 30) | 127 | MRT 105 -2.5C-30 (100/5A- Ring Type MTRNG ENCP RS CAST MTR2 SCND 5 A- CLS 0.5- BRDN 2.5VA) | 3807 | 3002075 | 85381090
3806 | Finished Good | Metering Current Transformers | ENCAPSULATED CT ( ROUND ID-20mm) | RESIN CAST TERMINAL TYPE (Window 20) | 126 | MRT 105 -2.5C-20 (100/5A- Ring Type MTRNG ENCP RS CAST MTR1 SCND 5 A- CLS 0.5- BRDN 2.5VA) | 3806 | 3002257 | 85381090
3805 | Finished Good | Metering Current Transformers | ENCAPSULATED CT ( ROUND ID-30mm) | Resin Cast Terminal Type (Window 30) | 127 | MRT 105 -2.5B-30 (100/5A- Ring Type Metering ENCP RS CAST MTR2 SCND 5 A- CLS 1- BRDN 2.5VA) | 3805 | 3002113 | 85381090
3804 | Finished Good | Metering Current Transformers | ENCAPSULATED CT ( ROUND ID-20mm) | RESIN CAST TERMINAL TYPE (Window 20) | 126 | MRT 105 -2.5B-20 (100/5A- Ring Type Metering ENCP RS CAST MTR1 SCND 5 A- CLS 1- BRDN 2.5VA) | 3804 | 3002293 | 85381090
3803 | Finished Good | Metering Current Transformers | ENCAPSULATED CT ( ROUND ID-30mm) | Resin Cast Terminal Type (Window 30) | 127 | MRT 105 -2.5A-30 (100/5A- Ring Type Metering ENCP RS CAST MTR2 SCND 5 A- CLS 3- BRDN 2.5VA) | 3803 | 3002149 | 85381090
3802 | Finished Good | Metering Current Transformers | ENCAPSULATED CT ( ROUND ID-20mm) | RESIN CAST TERMINAL TYPE (Window 20) | 126 | MRT 105 -2.5A-20 (100/5A- Ring Type Metering ENCP RS CAST MTR1 SCND 5 A- CLS 3- BRDN 2.5VA) | 3802 | 3002329 | 85381090
3801 | Finished Good | Metering Current Transformers | ENCAPSULATED CT ( ROUND ID-30mm) | Resin Cast Terminal Type (Window 30) | 127 | MRT 101 -5C-30 (100/1A- Ring Type Metering ENCP RS CAST MTR2 SCND 1 A- CLS 0.5- BRDN 5VA) | 3801 | 3001921 | 85381090
3800 | Finished Good | Metering Current Transformers | ENCAPSULATED CT ( ROUND ID-30mm) | Resin Cast Terminal Type (Window 30) | 127 | MRT 101 -5B-30 (100/1A- Ring Type Metering ENCP RS CAST MTR2 SCND 1 A- CLS 1- BRDN 5VA) | 3800 | 3001965 | 85381090
3799 | Finished Good | Metering Current Transformers | ENCAPSULATED CT ( ROUND ID-20mm) | RESIN CAST TERMINAL TYPE (Window 20) | 126 | MRT 101 -5B-20 (100/1A- Ring Type Metering ENCP RS CAST MTR1 SCND 1 A- CLS 1- BRDN 5VA) | 3799 | 3002167 | 85381090
3798 | Finished Good | Metering Current Transformers | ENCAPSULATED CT ( ROUND ID-30mm) | Resin Cast Terminal Type (Window 30) | 127 | MRT 101 -5A-30 (100/1A- Ring Type Metering ENCP RS CAST MTR2 SCND 1 A- CLS 3- BRDN 5VA) | 3798 | 3002009 | 85381090
3797 | Finished Good | Metering Current Transformers | ENCAPSULATED CT ( ROUND ID-20mm) | RESIN CAST TERMINAL TYPE (Window 20) | 126 | MRT 101 -5A-20 (100/1A- Ring Type Metering ENCP RS CAST MTR1 SCND 1 A- CLS 3- BRDN 5VA) | 3797 | 3002203 | 85381090
3796 | Finished Good | Metering Current Transformers | ENCAPSULATED CT ( ROUND ID-30mm) | Resin Cast Terminal Type (Window 30) | 127 | MRT 101 -2.5C-30 (100/1A- Ring Type MTRNG ENCP RS CAST MTR2 SCND 1 A- CLS 0.5- BRDN 2.5VA) | 3796 | 3002053 | 85381090
3795 | Finished Good | Metering Current Transformers | ENCAPSULATED CT ( ROUND ID-20mm) | RESIN CAST TERMINAL TYPE (Window 20) | 126 | MRT 101 -2.5C-20 (100/1A- Ring Type MTRNG ENCP RS CAST MTR1 SCND 1 A- CLS 0.5- BRDN 2.5VA) | 3795 | 3002239 | 85381090
3794 | Finished Good | Metering Current Transformers | ENCAPSULATED CT ( ROUND ID-30mm) | Resin Cast Terminal Type (Window 30) | 127 | MRT 101 -2.5B-30 (100/1A- Ring Type Metering ENCP RS CAST MTR2 SCND 1 A- CLS 1- BRDN 2.5VA) | 3794 | 3002095 | 85381090
3793 | Finished Good | Metering Current Transformers | ENCAPSULATED CT ( ROUND ID-20mm) | RESIN CAST TERMINAL TYPE (Window 20) | 126 | MRT 101 -2.5B-20 (100/1A- Ring Type Metering ENCP RS CAST MTR1 SCND 1 A- CLS 1- BRDN 2.5VA) | 3793 | 3002275 | 85381090
3792 | Finished Good | Metering Current Transformers | ENCAPSULATED CT ( ROUND ID-30mm) | Resin Cast Terminal Type (Window 30) | 127 | MRT 101 -2.5A-30 (100/1A- Ring Type Metering ENCP RS CAST MTR2 SCND 1 A- CLS 3- BRDN 2.5VA) | 3792 | 3002131 | 85381090
3791 | Finished Good | Metering Current Transformers | ENCAPSULATED CT ( ROUND ID-20mm) | RESIN CAST TERMINAL TYPE (Window 20) | 126 | MRT 101 -2.5A-20 (100/1A- Ring Type Metering ENCP RS CAST MTR1 SCND 1 A- CLS 3- BRDN 2.5VA) | 3791 | 3002311 | 85381090
3790 | Finished Good | Metering Current Transformers | ENCAPSULATED CT ( ROUND ID-80mm) | RESIN CAST TERMINAL TYPE (Window 80) | 130 | MRT 1005 -5C-80 (1000/5A- Ring Type Metering ENCP RS CAST MTR5 SCND 5A- CLS 0.5- BRDN 5VA) | 3790 | 3001641 | 85381090
3789 | Finished Good | Metering Current Transformers | ENCAPSULATED CT ( ROUND ID-80mm) | RESIN CAST TERMINAL TYPE (Window 80) | 130 | MRT 1005 -15B-80 (1000/5A- Ring Type Metering ENCP RS CAST MTR5 SCND 5A- CLS 1- BRDN 15VA) | 3789 | 3001563 | 85381090
3788 | Finished Good | Metering Current Transformers | ENCAPSULATED CT ( ROUND ID-80mm) | RESIN CAST TERMINAL TYPE (Window 80) | 130 | MRT 1005 -15A-80 (1000/5A- Ring Type Metering ENCP RS CAST MTR5 SCND 5A- CLS 3- BRDN 15VA) | 3788 | 3001593 | 85381090
3787 | Finished Good | Metering Current Transformers | ENCAPSULATED CT ( ROUND ID-80mm) | RESIN CAST TERMINAL TYPE (Window 80) | 130 | MRT 1005 -10C-80 (1000/5A- Ring Type MTRNG ENCP RS CAST MTR5 SCND 5A- CLS 0.5- BRDN 10VA) | 3787 | 3001577 | 85381090
3786 | Finished Good | Metering Current Transformers | ENCAPSULATED CT ( ROUND ID-80mm) | RESIN CAST TERMINAL TYPE (Window 80) | 130 | MRT 1005 -10B-80 (1000/5A- Ring Type Metering ENCP RS CAST MTR5 SCND 5A- CLS 1- BRDN 10VA) | 3786 | 3001609 | 85381090
3785 | Finished Good | Metering Current Transformers | ENCAPSULATED CT ( ROUND ID-80mm) | RESIN CAST TERMINAL TYPE (Window 80) | 130 | MRT 1005 -10A-80 (1000/5A- Ring Type Metering ENCP RS CAST MTR5 SCND 5A- CLS 3- BRDN 10VA) | 3785 | 3001625 | 85381090
3784 | Finished Good | Metering Current Transformers | ENCAPSULATED CT ( ROUND ID-80mm) | RESIN CAST TERMINAL TYPE (Window 80) | 130 | MRT 1001 -5C-80 (1000/1A- Ring Type Metering ENCP RS CAST MTR5 SCND 1A- CLS 0.5- BRDN 5VA) | 3784 | 3001633 | 85381090
3783 | Finished Good | Metering Current Transformers | ENCAPSULATED CT ( ROUND ID-80mm) | RESIN CAST TERMINAL TYPE (Window 80) | 130 | MRT 1001 -15B-80 (1000/1A- Ring Type Metering ENCP RS CAST MTR5 SCND 1A- CLS 1- BRDN 15VA) | 3783 | 3001557 | 85381090
3782 | Finished Good | Metering Current Transformers | ENCAPSULATED CT ( ROUND ID-80mm) | RESIN CAST TERMINAL TYPE (Window 80) | 130 | MRT 1001 -15A-80 (1000/1A- Ring Type Metering ENCP RS CAST MTR5 SCND 1A- CLS 3- BRDN 15VA) | 3782 | 3001585 | 85381090
3781 | Finished Good | Metering Current Transformers | ENCAPSULATED CT ( ROUND ID-80mm) | RESIN CAST TERMINAL TYPE (Window 80) | 130 | MRT 1001 -10C-80 (1000/1A- Ring Type MTRNG ENCP RS CAST MTR5 SCND 1A- CLS 0.5- BRDN 10VA) | 3781 | 3001569 | 85381090
3780 | Finished Good | Metering Current Transformers | ENCAPSULATED CT ( ROUND ID-80mm) | RESIN CAST TERMINAL TYPE (Window 80) | 130 | MRT 1001 -10B-80 (1000/1A- Ring Type Metering ENCP RS CAST MTR5 SCND 1A- CLS 1- BRDN 10VA) | 3780 | 3001601 | 85381090
3779 | Finished Good | Metering Current Transformers | ENCAPSULATED CT ( ROUND ID-80mm) | RESIN CAST TERMINAL TYPE (Window 80) | 130 | MRT 1001 -10A-80 (1000/1A- Ring Type Metering ENCP RS CAST MTR5 SCND 1A- CLS 3- BRDN 10VA) | 3779 | 3001617 | 85381090
3778 | Finished Good | Metering Current Transformers | RECTANGULAR ENCAPSULATED CT ( WINDOW 105/35 ) | RESIN CAST TERMINAL TYPE (Window 105/35) | 261 | MRS 805-15B-105/35 (800/5A- Rectangular Type Metering CT RS RC2 SCND 5 A- CLS 1- BRDN 15VA) | 3778 | 3003305 | 85381090
3777 | Finished Good | Metering Current Transformers | RECTANGULAR ENCAPSULATED CT ( WINDOW 105/35 ) | RESIN CAST TERMINAL TYPE (Window 105/35) | 261 | MRS 805-10B-105/35 (800/5A- Rectangular Type Metering CT RS RC2 SCND 5 A- CLS 1- BRDN 10VA) | 3777 | 3003306 | 85381090
3776 | Finished Good | Metering Current Transformers | RECTANGULAR ENCAPSULATED CT ( WINDOW 105/35 ) | RESIN CAST TERMINAL TYPE (Window 105/35) | 261 | MRS 801-15B-105/35 (800/1A- Rectangular Type Metering CT RS RC2 SCND 1 A- CLS 1- BRDN 15VA) | 3776 | 3003297 | 85381090
3775 | Finished Good | Metering Current Transformers | RECTANGULAR ENCAPSULATED CT ( WINDOW 105/35 ) | RESIN CAST TERMINAL TYPE (Window 105/35) | 261 | MRS 801-10B-105/35 (800/1A- Rectangular Type Metering CT RS RC2 SCND 1 A- CLS 1- BRDN 10VA) | 3775 | 3003298 | 85381090
3774 | Finished Good | Metering Current Transformers | RECTANGULAR ENCAPSULATED CT ( WINDOW 105/35 ) | RESIN CAST TERMINAL TYPE (Window 105/35) | 261 | MRS 605-10B-105/35 (600/5A- Rectangular Type Metering CT RS RC2 SCND 5 A- CLS 1- BRDN 10VA) | 3774 | 3003307 | 85381090
3773 | Finished Good | Metering Current Transformers | RECTANGULAR ENCAPSULATED CT ( WINDOW 105/35 ) | RESIN CAST TERMINAL TYPE (Window 105/35) | 261 | MRS 601-10B-105/35 (600/1A- Rectangular Type Metering CT RS RC2 SCND 1 A- CLS 1- BRDN 10VA) | 3773 | 3003299 | 85381090
3772 | Finished Good | Metering Current Transformers | RECTANGULAR ENCAPSULATED CT ( WINDOW 65/25 ) | RESIN CAST TERMINAL TYPE (Window 65/25) | 260 | MRS 505-10B-65/25 (500/5A- Rectangular Type Metering CT RS RC1 SCND 5 A- CLS 1- BRDN 10VA) | 3772 | 3003285 | 85381090
3771 | Finished Good | Metering Current Transformers | RECTANGULAR ENCAPSULATED CT ( WINDOW 105/35 ) | RESIN CAST TERMINAL TYPE (Window 105/35) | 261 | MRS 505-10B-105/35 (500/5A- Rectangular Type Metering CT RS RC2 SCND 5 A- CLS 1- BRDN 10VA) | 3771 | 3003308 | 85381090
3770 | Finished Good | Metering Current Transformers | RECTANGULAR ENCAPSULATED CT ( WINDOW 65/25 ) | RESIN CAST TERMINAL TYPE (Window 65/25) | 260 | MRS 501-10B-65/25 (500/1A- Rectangular Type Metering CT RS RC1 SCND 1 A- CLS 1- BRDN 10VA) | 3770 | 3003277 | 85381090
3769 | Finished Good | Metering Current Transformers | RECTANGULAR ENCAPSULATED CT ( WINDOW 105/35 ) | RESIN CAST TERMINAL TYPE (Window 105/35) | 261 | MRS 501-10B-105/35 (500/1A- Rectangular Type Metering CT RS RC2 SCND 1 A- CLS 1- BRDN 10VA) | 3769 | 3003300 | 85381090
3768 | Finished Good | Metering Current Transformers | RECTANGULAR ENCAPSULATED CT ( WINDOW 170/90 ) | RESIN CAST TERMINAL TYPE (Window 170/90) | 263 | MRS 5005-15B-170/90 (5000/5A- Rectangular Type Metering CT RS RC4 SCND 5 A- CLS 1- BRDN 15VA) | 3768 | 3003328 | 85381090
3767 | Finished Good | Metering Current Transformers | RECTANGULAR ENCAPSULATED CT ( WINDOW 170/90 ) | RESIN CAST TERMINAL TYPE (Window 170/90) | 263 | MRS 5001-15B-170/90 (5000/1A- Rectangular Type Metering CT RS RC4 SCND 1 A- CLS 1- BRDN 15VA) | 3767 | 3003323 | 85381090
3766 | Finished Good | Metering Current Transformers | RECTANGULAR ENCAPSULATED CT ( WINDOW 65/25 ) | RESIN CAST TERMINAL TYPE (Window 65/25) | 260 | MRS 405 -10B-65/25 (400/5A- Rectangular Type Metering CT RS RC1 SCND 5 A- CLS 1- BRDN 10VA) | 3766 | 3003286 | 85381090
3765 | Finished Good | Metering Current Transformers | RECTANGULAR ENCAPSULATED CT ( WINDOW 65/25 ) | RESIN CAST TERMINAL TYPE (Window 65/25) | 260 | MRS 401 -10B-65/25 (400/1A- Rectangular Type Metering CT RS RC1 SCND 1 A- CLS 1- BRDN 10VA) | 3765 | 3003278 | 85381090
3764 | Finished Good | Metering Current Transformers | RECTANGULAR ENCAPSULATED CT ( WINDOW 170/90 ) | RESIN CAST TERMINAL TYPE (Window 170/90) | 263 | MRS 4005-15B-170/90 (4000/5A- Rectangular Type Metering CT RS RC4 SCND 5 A- CLS 1- BRDN 15VA) | 3764 | 3003329 | 85381090
3763 | Finished Good | Metering Current Transformers | RECTANGULAR ENCAPSULATED CT ( WINDOW 155/50 ) | RESIN CAST TERMINAL TYPE (Window 155/50) | 262 | MRS 4005-15B-155/50 (4000/5A- Rectangular Type Metering CT RS RC3 SCND 5 A- CLS 1- BRDN 15VA) | 3763 | 3003316 | 85381090
3762 | Finished Good | Metering Current Transformers | RECTANGULAR ENCAPSULATED CT ( WINDOW 170/90 ) | RESIN CAST TERMINAL TYPE (Window 170/90) | 263 | MRS 4001-15B-170/90 (4000/1A- Rectangular Type Metering CT RS RC4 SCND 1 A- CLS 1- BRDN 15VA) | 3762 | 3003324 | 85381090
3761 | Finished Good | Metering Current Transformers | RECTANGULAR ENCAPSULATED CT ( WINDOW 155/50 ) | RESIN CAST TERMINAL TYPE (Window 155/50) | 262 | MRS 4001-15B-155/50 (4000/5A- Rectangular Type Metering CT RS RC3 SCND 1 A- CLS 1- BRDN 15VA) | 3761 | 3003309 | 85381090
3760 | Finished Good | Metering Current Transformers | RECTANGULAR ENCAPSULATED CT ( WINDOW 170/90 ) | RESIN CAST TERMINAL TYPE (Window 170/90) | 263 | MRS 3205-15B-170/90 (3200/5A- Rectangular Type Metering CT RS RC4 SCND 5 A- CLS 1- BRDN 15VA) | 3760 | 3003330 | 85381090
3759 | Finished Good | Metering Current Transformers | RECTANGULAR ENCAPSULATED CT ( WINDOW 155/50 ) | RESIN CAST TERMINAL TYPE (Window 155/50) | 262 | MRS 3205-15B-155/50 (3200/5A- Rectangular Type Metering CT RS RC3 SCND 5 A- CLS 1- BRDN 15VA) | 3759 | 3003317 | 85381090
3758 | Finished Good | Metering Current Transformers | RECTANGULAR ENCAPSULATED CT ( WINDOW 170/90 ) | RESIN CAST TERMINAL TYPE (Window 170/90) | 263 | MRS 3201-15B-170/90 (3200/1A- Rectangular Type Metering CT RS RC4 SCND 1 A- CLS 1- BRDN 15VA) | 3758 | 3003325 | 85381090
3757 | Finished Good | Metering Current Transformers | RECTANGULAR ENCAPSULATED CT ( WINDOW 155/50 ) | RESIN CAST TERMINAL TYPE (Window 155/50) | 262 | MRS 3201-15B-155/50 (3200/5A- Rectangular Type Metering CT RS RC3 SCND 1 A- CLS 1- BRDN 15VA) | 3757 | 3003310 | 85381090
3756 | Finished Good | Metering Current Transformers | RECTANGULAR ENCAPSULATED CT ( WINDOW 65/25 ) | RESIN CAST TERMINAL TYPE (Window 65/25) | 260 | MRS 305 -5B-65/25 (300/5A- Rectangular Type Metering CT RS RC1 SCND 5 A- CLS 1- BRDN 5VA) | 3756 | 3003288 | 85381090
3755 | Finished Good | Metering Current Transformers | RECTANGULAR ENCAPSULATED CT ( WINDOW 65/25 ) | RESIN CAST TERMINAL TYPE (Window 65/25) | 260 | MRS 305 -10B-65/25 (300/5A- Rectangular Type Metering CT RS RC1 SCND 5 A- CLS 1- BRDN 10VA) | 3755 | 3003287 | 85381090
3754 | Finished Good | Metering Current Transformers | RECTANGULAR ENCAPSULATED CT ( WINDOW 65/25 ) | RESIN CAST TERMINAL TYPE (Window 65/25) | 260 | MRS 301 -5B-65/25 (300/1A- Rectangular Type Metering CT RS RC1 SCND 1 A- CLS 1- BRDN 5VA) | 3754 | 3003280 | 85381090
3753 | Finished Good | Metering Current Transformers | RECTANGULAR ENCAPSULATED CT ( WINDOW 65/25 ) | RESIN CAST TERMINAL TYPE (Window 65/25) | 260 | MRS 301 -10B-65/25 (300/1A- Rectangular Type Metering CT RS RC1 SCND 1 A- CLS 1- BRDN 10VA) | 3753 | 3003279 | 85381090
3752 | Finished Good | Metering Current Transformers | RECTANGULAR ENCAPSULATED CT ( WINDOW 170/90 ) | RESIN CAST TERMINAL TYPE (Window 170/90) | 263 | MRS 3005-15B-170/90 (3000/5A- Rectangular Type Metering CT RS RC4 SCND 5 A- CLS 1- BRDN 15VA) | 3752 | 3003331 | 85381090
3751 | Finished Good | Metering Current Transformers | RECTANGULAR ENCAPSULATED CT ( WINDOW 155/50 ) | RESIN CAST TERMINAL TYPE (Window 155/50) | 262 | MRS 3005-15B-155/50 (3000/5A- Rectangular Type Metering CT RS RC3 SCND 5 A- CLS 1- BRDN 15VA) | 3751 | 3003318 | 85381090
3750 | Finished Good | Metering Current Transformers | RECTANGULAR ENCAPSULATED CT ( WINDOW 170/90 ) | RESIN CAST TERMINAL TYPE (Window 170/90) | 263 | MRS 3001-15B-170/90 (3000/1A- Rectangular Type Metering CT RS RC4 SCND 1 A- CLS 1- BRDN 15VA) | 3750 | 3003326 | 85381090
3749 | Finished Good | Metering Current Transformers | RECTANGULAR ENCAPSULATED CT ( WINDOW 155/50 ) | RESIN CAST TERMINAL TYPE (Window 155/50) | 262 | MRS 3001-15B-155/50 (3000/5A- Rectangular Type Metering CT RS RC3 SCND 1 A- CLS 1- BRDN 15VA) | 3749 | 3003311 | 85381090
3748 | Finished Good | Metering Current Transformers | RECTANGULAR ENCAPSULATED CT ( WINDOW 65/25 ) | RESIN CAST TERMINAL TYPE (Window 65/25) | 260 | MRS 255 -5B-65/25 (250/5A- Rectangular Type Metering CT RS RC1 SCND 5 A- CLS 1- BRDN 5VA) | 3748 | 3003290 | 85381090
3747 | Finished Good | Metering Current Transformers | RECTANGULAR ENCAPSULATED CT ( WINDOW 65/25 ) | RESIN CAST TERMINAL TYPE (Window 65/25) | 260 | MRS 255 -10B-65/25 (250/5A- Rectangular Type Metering CT RS RC1 SCND 5 A- CLS 1- BRDN 10VA) | 3747 | 3003289 | 85381090
3746 | Finished Good | Metering Current Transformers | RECTANGULAR ENCAPSULATED CT ( WINDOW 65/25 ) | RESIN CAST TERMINAL TYPE (Window 65/25) | 260 | MRS 251 -5B-65/25 (250/1A- Rectangular Type Metering CT RS RC1 SCND 1 A- CLS 1- BRDN 5VA) | 3746 | 3003282 | 85381090
3745 | Finished Good | Metering Current Transformers | RECTANGULAR ENCAPSULATED CT ( WINDOW 65/25 ) | RESIN CAST TERMINAL TYPE (Window 65/25) | 260 | MRS 251 -10B-65/25 (250/1A- Rectangular Type Metering CT RS RC1 SCND 1 A- CLS 1- BRDN 10VA) | 3745 | 3003281 | 85381090
3744 | Finished Good | Metering Current Transformers | RECTANGULAR ENCAPSULATED CT ( WINDOW 170/90 ) | RESIN CAST TERMINAL TYPE (Window 170/90) | 263 | MRS 2505-15B-170/90 (2500/5A- Rectangular Type Metering CT RS RC4 SCND 5 A- CLS 1- BRDN 15VA) | 3744 | 3003332 | 85381090
3743 | Finished Good | Metering Current Transformers | RECTANGULAR ENCAPSULATED CT ( WINDOW 155/50 ) | RESIN CAST TERMINAL TYPE (Window 155/50) | 262 | MRS 2505-15B-155/50 (2500/5A- Rectangular Type Metering CT RS RC3 SCND 5 A- CLS 1- BRDN 15VA) | 3743 | 3003319 | 85381090
3742 | Finished Good | Metering Current Transformers | RECTANGULAR ENCAPSULATED CT ( WINDOW 170/90 ) | RESIN CAST TERMINAL TYPE (Window 170/90) | 263 | MRS 2501-15B-170/90 (2500/1A- Rectangular Type Metering CT RS RC4 SCND 1 A- CLS 1- BRDN 15VA) | 3742 | 3003327 | 85381090
3741 | Finished Good | Metering Current Transformers | RECTANGULAR ENCAPSULATED CT ( WINDOW 155/50 ) | RESIN CAST TERMINAL TYPE (Window 155/50) | 262 | MRS 2501-15B-155/50 (2500/5A- Rectangular Type Metering CT RS RC3 SCND 1 A- CLS 1- BRDN 15VA) | 3741 | 3003312 | 85381090
3740 | Finished Good | Metering Current Transformers | RECTANGULAR ENCAPSULATED CT ( WINDOW 65/25 ) | RESIN CAST TERMINAL TYPE (Window 65/25) | 260 | MRS 205 -5B-65/25 (200/5A- Rectangular Type Metering CT RS RC1 SCND 5 A- CLS 1- BRDN 5VA) | 3740 | 3003292 | 85381090
3739 | Finished Good | Metering Current Transformers | RECTANGULAR ENCAPSULATED CT ( WINDOW 65/25 ) | RESIN CAST TERMINAL TYPE (Window 65/25) | 260 | MRS 205 -10B-65/25 (200/5A- Rectangular Type Metering CT RS RC1 SCND 5 A- CLS 1- BRDN 10VA) | 3739 | 3003291 | 85381090
3738 | Finished Good | Metering Current Transformers | RECTANGULAR ENCAPSULATED CT ( WINDOW 65/25 ) | RESIN CAST TERMINAL TYPE (Window 65/25) | 260 | MRS 201 -5B-65/25 (200/1A- Rectangular Type Metering CT RS RC1 SCND 1 A- CLS 1- BRDN 5VA) | 3738 | 3003284 | 85381090
3737 | Finished Good | Metering Current Transformers | RECTANGULAR ENCAPSULATED CT ( WINDOW 65/25 ) | RESIN CAST TERMINAL TYPE (Window 65/25) | 260 | MRS 201 -10B-65/25 (200/1A- Rectangular Type Metering CT RS RC1 SCND 1 A- CLS 1- BRDN 10VA) | 3737 | 3003283 | 85381090
3736 | Finished Good | Metering Current Transformers | RECTANGULAR ENCAPSULATED CT ( WINDOW 155/50 ) | RESIN CAST TERMINAL TYPE (Window 155/50) | 262 | MRS 2005-15B-155/50 (2000/5A- Rectangular Type Metering CT RS RC3 SCND 5 A- CLS 1- BRDN 15VA) | 3736 | 3003320 | 85381090
3735 | Finished Good | Metering Current Transformers | RECTANGULAR ENCAPSULATED CT ( WINDOW 155/50 ) | RESIN CAST TERMINAL TYPE (Window 155/50) | 262 | MRS 2001-15B-155/50 (2000/5A- Rectangular Type Metering CT RS RC3 SCND 1 A- CLS 1- BRDN 15VA) | 3735 | 3003313 | 85381090
3734 | Finished Good | Metering Current Transformers | RECTANGULAR ENCAPSULATED CT ( WINDOW 155/50 ) | RESIN CAST TERMINAL TYPE (Window 155/50) | 262 | MRS 1605-15B-155/50 (1600/5A- Rectangular Type Metering CT RS RC3 SCND 5 A- CLS 1- BRDN 15VA) | 3734 | 3003321 | 85381090
3733 | Finished Good | Metering Current Transformers | RECTANGULAR ENCAPSULATED CT ( WINDOW 155/50 ) | RESIN CAST TERMINAL TYPE (Window 155/50) | 262 | MRS 1601-15B-155/50 (1600/5A- Rectangular Type Metering CT RS RC3 SCND 1 A- CLS 1- BRDN 15VA) | 3733 | 3003314 | 85381090
3732 | Finished Good | Metering Current Transformers | RECTANGULAR ENCAPSULATED CT ( WINDOW 155/50 ) | RESIN CAST TERMINAL TYPE (Window 155/50) | 262 | MRS 1505-15B-155/50 (1500/5A- Rectangular Type Metering CT RS RC3 SCND 5 A- CLS 1- BRDN 15VA) | 3732 | 3003322 | 85381090
3731 | Finished Good | Metering Current Transformers | RECTANGULAR ENCAPSULATED CT ( WINDOW 105/35 ) | RESIN CAST TERMINAL TYPE (Window 105/35) | 261 | MRS 1505-15B-105/35 (1500/5A- Rectangular Type Metering CT RS RC2 SCND 5 A- CLS 1- BRDN 15VA) | 3731 | 3003301 | 85381090
3730 | Finished Good | Metering Current Transformers | RECTANGULAR ENCAPSULATED CT ( WINDOW 155/50 ) | RESIN CAST TERMINAL TYPE (Window 155/50) | 262 | MRS 1501-15B-155/50 (1500/5A- Rectangular Type Metering CT RS RC3 SCND 1 A- CLS 1- BRDN 15VA) | 3730 | 3003315 | 85381090
3729 | Finished Good | Metering Current Transformers | RECTANGULAR ENCAPSULATED CT ( WINDOW 105/35 ) | RESIN CAST TERMINAL TYPE (Window 105/35) | 261 | MRS 1501-15B-105/35 (1500/1A- Rectangular Type Metering CT RS RC2 SCND 1 A- CLS 1- BRDN 15VA) | 3729 | 3003293 | 85381090
3728 | Finished Good | Metering Current Transformers | RECTANGULAR ENCAPSULATED CT ( WINDOW 105/35 ) | RESIN CAST TERMINAL TYPE (Window 105/35) | 261 | MRS 1205-15B-105/35 (1200/5A- Rectangular Type Metering CT RS RC2 SCND 5 A- CLS 1- BRDN 15VA) | 3728 | 3003302 | 85381090
3727 | Finished Good | Metering Current Transformers | RECTANGULAR ENCAPSULATED CT ( WINDOW 105/35 ) | RESIN CAST TERMINAL TYPE (Window 105/35) | 261 | MRS 1201-15B-105/35 (1200/1A- Rectangular Type Metering CT RS RC2 SCND 1 A- CLS 1- BRDN 15VA) | 3727 | 3003294 | 85381090
3726 | Finished Good | Metering Current Transformers | RECTANGULAR ENCAPSULATED CT ( WINDOW 105/35 ) | RESIN CAST TERMINAL TYPE (Window 105/35) | 261 | MRS 1005-15B-105/35 (1000/5A- Rectangular Type Metering CT RS RC2 SCND 5 A- CLS 1- BRDN 15VA) | 3726 | 3003303 | 85381090
3725 | Finished Good | Metering Current Transformers | RECTANGULAR ENCAPSULATED CT ( WINDOW 105/35 ) | RESIN CAST TERMINAL TYPE (Window 105/35) | 261 | MRS 1005-10B-105/35 (1000/5A- Rectangular Type Metering CT RS RC2 SCND 5 A- CLS 1- BRDN 10VA) | 3725 | 3003304 | 85381090
3724 | Finished Good | Metering Current Transformers | RECTANGULAR ENCAPSULATED CT ( WINDOW 105/35 ) | RESIN CAST TERMINAL TYPE (Window 105/35) | 261 | MRS 1001-15B-105/35 (1000/1A- Rectangular Type Metering CT RS RC2 SCND 1 A- CLS 1- BRDN 15VA) | 3724 | 3003295 | 85381090
3723 | Finished Good | Metering Current Transformers | RECTANGULAR ENCAPSULATED CT ( WINDOW 105/35 ) | RESIN CAST TERMINAL TYPE (Window 105/35) | 261 | MRS 1001-10B-105/35 (1000/1A- Rectangular Type Metering CT RS RC2 SCND 1 A- CLS 1- BRDN 10VA) | 3723 | 3003296 | 85381090
3722 | Out Sourced / Processed Material | THERMOSET MATERIAL | Consumable | CT CASE | 113 | MNB6 (Window 100/30) Black (Nylon Encapsulated MNB6(ID 100/30)) | 3722 | 2001069 | 85381090
3721 | Out Sourced / Processed Material | THERMOSET MATERIAL | Consumable | CT CASE | 113 | MNB5 (Window 83/16) Black (Nylon Encapsulated MNB5(ID 83/16)) | 3721 | 2001070 | 85381090
3720 | Out Sourced / Processed Material | THERMOSET MATERIAL | Consumable | CT CASE | 113 | MNB4 (Window 50/13) Black (Nylon encp MNB4(ID 50/13)) | 3720 | 2001071 | 85381090
3719 | Out Sourced / Processed Material | THERMOSET MATERIAL | Consumable | CT CASE | 113 | MNB3 (Window 40/13) Black (Nylon encp MNB3(ID 40/13)) | 3719 | 2001072 | 85381090
3718 | Out Sourced / Processed Material | THERMOSET MATERIAL | Consumable | CT CASE | 113 | MNB2 (Window 33/16) Black (Nylon encp MNB2(ID 33/16)) | 3718 | 2001073 | 85381090
3717 | Out Sourced / Processed Material | THERMOSET MATERIAL | Consumable | CT CASE | 113 | MNB1 (window 20) Black (Nylon encp MNB1(ID 20)) | 3717 | 2001074 | 85381090
3716 | Finished Good | Metering Current Transformers | NYLON ENCAPSULATED ( ROUND ID & WINDOW TYPE ) | Nylon Encapsulated (Window 33/16) | 227 | MNB 85 -5C-33/16 (80/5A- Nylon Encapsulated MNB2 Secondary 5 A- Class 0.5- Burden 5VA) | 3716 | 3001271 | 85381090
3715 | Finished Good | Metering Current Transformers | NYLON ENCAPSULATED ( ROUND ID & WINDOW TYPE ) | Nylon Encapsulated (Window 33/16) | 227 | MNB 85 -5B-33/16 (80/5A- Nylon Encapsulated MNB2 Secondary 5 A- Class 1- Burden 5VA) | 3715 | 3001293 | 85381090
3714 | Finished Good | Metering Current Transformers | NYLON ENCAPSULATED ( ROUND ID & WINDOW TYPE ) | Nylon Encapsulated (window 20) | 226 | MNB 85 -5B -20 (80/5A- Nylon Encapsulated MNB1 Secondary 5 A- Class 1- Burden 5VA) | 3714 | 3001391 | 85381090
3713 | Finished Good | Metering Current Transformers | NYLON ENCAPSULATED ( ROUND ID & WINDOW TYPE ) | Nylon Encapsulated (Window 33/16) | 227 | MNB 85 -5A-33/16 (80/5A- Nylon Encapsulated MNB2 Secondary 5 A- Class 3- Burden 5VA) | 3713 | 3001315 | 85381090
3712 | Finished Good | Metering Current Transformers | NYLON ENCAPSULATED ( ROUND ID & WINDOW TYPE ) | Nylon Encapsulated (window 20) | 226 | MNB 85 -5A -20 (80/5A- Nylon Encapsulated MNB1 Secondary 5 A- Class 3- Burden 5VA) | 3712 | 3001409 | 85381090
3711 | Finished Good | Metering Current Transformers | NYLON ENCAPSULATED ( ROUND ID & WINDOW TYPE ) | Nylon Encapsulated (Window 33/16) | 227 | MNB 85 -2.5C-33/16 (80/5A- Nylon Encapsulated MNB2 Secondary 5 A- Class 0.5- Burden 2.5VA) | 3711 | 3001337 | 85381090
3710 | Finished Good | Metering Current Transformers | NYLON ENCAPSULATED ( ROUND ID & WINDOW TYPE ) | Nylon Encapsulated (window 20) | 226 | MNB 85 -2.5C -20 (80/5A- Nylon Encapsulated MNB1 Secondary 5 A- Class 0.5- Burden 2.5VA) | 3710 | 3001427 | 85381090
3709 | Finished Good | Metering Current Transformers | NYLON ENCAPSULATED ( ROUND ID & WINDOW TYPE ) | Nylon Encapsulated (Window 33/16) | 227 | MNB 85 -2.5B-33/16 (80/5A- Nylon Encapsulated MNB2 Secondary 5 A- Class 1- Burden 2.5VA) | 3709 | 3001355 | 85381090
3708 | Finished Good | Metering Current Transformers | NYLON ENCAPSULATED ( ROUND ID & WINDOW TYPE ) | Nylon Encapsulated (window 20) | 226 | MNB 85 -2.5B -20 (80/5A- Nylon Encapsulated MNB1 Secondary 5 A- Class 1- Burden 2.5VA) | 3708 | 3001445 | 85381090
3707 | Finished Good | Metering Current Transformers | NYLON ENCAPSULATED ( ROUND ID & WINDOW TYPE ) | Nylon Encapsulated (Window 33/16) | 227 | MNB 85 -2.5A-33/16 (80/5A- Nylon Encapsulated MNB2 Secondary 5 A- Class 3- Burden 2.5VA) | 3707 | 3001373 | 85381090
3706 | Finished Good | Metering Current Transformers | NYLON ENCAPSULATED ( ROUND ID & WINDOW TYPE ) | Nylon Encapsulated (window 20) | 226 | MNB 85 -2.5A -20 (80/5A- Nylon Encapsulated MNB1 Secondary 5 A- Class 3- Burden 2.5VA) | 3706 | 3001463 | 85381090
3705 | Finished Good | Metering Current Transformers | NYLON ENCAPSULATED ( ROUND ID & WINDOW TYPE ) | Nylon Encapsulated (Window 33/16) | 227 | MNB 81 -5C-33/16 (80/1A- Nylon Encapsulated MNB2 Secondary 1 A- Class 0.5- Burden 5VA) | 3705 | 3001260 | 85381090
3704 | Finished Good | Metering Current Transformers | NYLON ENCAPSULATED ( ROUND ID & WINDOW TYPE ) | Nylon Encapsulated (Window 33/16) | 227 | MNB 81 -5B-33/16 (80/1A- Nylon Encapsulated MNB2 Secondary 1 A- Class 1- Burden 5VA) | 3704 | 3001282 | 85381090
3703 | Finished Good | Metering Current Transformers | NYLON ENCAPSULATED ( ROUND ID & WINDOW TYPE ) | Nylon Encapsulated (window 20) | 226 | MNB 81 -5B -20 (80/1A- Nylon Encapsulated MNB1 Secondary 1 A- Class 1- Burden 5VA) | 3703 | 3001382 | 85381090
3702 | Finished Good | Metering Current Transformers | NYLON ENCAPSULATED ( ROUND ID & WINDOW TYPE ) | Nylon Encapsulated (Window 33/16) | 227 | MNB 81 -5A-33/16 (80/1A- Nylon Encapsulated MNB2 Secondary 1 A- Class 3- Burden 5VA) | 3702 | 3001304 | 85381090
3701 | Finished Good | Metering Current Transformers | NYLON ENCAPSULATED ( ROUND ID & WINDOW TYPE ) | Nylon Encapsulated (window 20) | 226 | MNB 81 -5A -20 (80/1A- Nylon Encapsulated MNB1 Secondary 1 A- Class 3- Burden 5VA) | 3701 | 3001400 | 85381090
3700 | Finished Good | Metering Current Transformers | NYLON ENCAPSULATED ( ROUND ID & WINDOW TYPE ) | Nylon Encapsulated (Window 33/16) | 227 | MNB 81 -2.5C-33/16 (80/1A- Nylon Encapsulated MNB2 Secondary 1 A- Class 0.5- Burden 2.5VA) | 3700 | 3001326 | 85381090
3699 | Finished Good | Metering Current Transformers | NYLON ENCAPSULATED ( ROUND ID & WINDOW TYPE ) | Nylon Encapsulated (window 20) | 226 | MNB 81 -2.5C -20 (80/1A- Nylon Encapsulated MNB1 Secondary 1 A- Class 0.5- Burden 2.5VA) | 3699 | 3001418 | 85381090
3698 | Finished Good | Metering Current Transformers | NYLON ENCAPSULATED ( ROUND ID & WINDOW TYPE ) | Nylon Encapsulated (Window 33/16) | 227 | MNB 81 -2.5B-33/16 (80/1A- Nylon Encapsulated MNB2 Secondary 1 A- Class 1- Burden 2.5VA) | 3698 | 3001346 | 85381090
3697 | Finished Good | Metering Current Transformers | NYLON ENCAPSULATED ( ROUND ID & WINDOW TYPE ) | Nylon Encapsulated (window 20) | 226 | MNB 81 -2.5B -20 (80/1A- Nylon Encapsulated MNB1 Secondary 1 A- Class 1- Burden 2.5VA) | 3697 | 3001436 | 85381090
3696 | Finished Good | Metering Current Transformers | NYLON ENCAPSULATED ( ROUND ID & WINDOW TYPE ) | Nylon Encapsulated (Window 33/16) | 227 | MNB 81 -2.5A-33/16 (80/1A- Nylon Encapsulated MNB2 Secondary 1 A- Class 3- Burden 2.5VA) | 3696 | 3001364 | 85381090
3695 | Finished Good | Metering Current Transformers | NYLON ENCAPSULATED ( ROUND ID & WINDOW TYPE ) | Nylon Encapsulated (window 20) | 226 | MNB 81 -2.5A -20 (80/1A- Nylon Encapsulated MNB1 Secondary 1 A- Class 3- Burden 2.5VA) | 3695 | 3001454 | 85381090
3694 | Finished Good | Metering Current Transformers | NYLON ENCAPSULATED ( ROUND ID & WINDOW TYPE ) | Nylon Encapsulated (83/16) | 230 | MNB 805 -5C-83/16 (800/5A- Nylon Encapsulated MNB5 Secondary 5A- Class 0.5- Burden 5VA) | 3694 | 3001118 | 85381090
3693 | Finished Good | Metering Current Transformers | NYLON ENCAPSULATED ( ROUND ID & WINDOW TYPE ) | Nylon Encapsulated (83/16) | 230 | MNB 805 -15B-83/16 (800/5A- Nylon Encapsulated MNB5 Secondary 5A- Class 1- Burden 15VA) | 3693 | 3001079 | 85381090
3692 | Finished Good | Metering Current Transformers | NYLON ENCAPSULATED ( ROUND ID & WINDOW TYPE ) | Nylon Encapsulated (83/16) | 230 | MNB 805 -15A-83/16 (800/5A- Nylon Encapsulated MNB5 Secondary 5A- Class 3- Burden 15VA) | 3692 | 3001094 | 85381090
3691 | Finished Good | Metering Current Transformers | NYLON ENCAPSULATED ( ROUND ID & WINDOW TYPE ) | Nylon Encapsulated (83/16) | 230 | MNB 805 -10C-83/16 (800/5A- Nylon Encapsulated MNB5 Secondary 5A- Class 0.5- Burden 10VA) | 3691 | 3001086 | 85381090
3690 | Finished Good | Metering Current Transformers | NYLON ENCAPSULATED ( ROUND ID & WINDOW TYPE ) | Nylon Encapsulated (83/16) | 230 | MNB 805 -10B-83/16 (800/5A- Nylon Encapsulated MNB5 Secondary 5A- Class 1- Burden 10VA) | 3690 | 3001102 | 85381090
3689 | Finished Good | Metering Current Transformers | NYLON ENCAPSULATED ( ROUND ID & WINDOW TYPE ) | Nylon Encapsulated (83/16) | 230 | MNB 805 -10A-83/16 (800/5A- Nylon Encapsulated MNB5 Secondary 5A- Class 3- Burden 10VA) | 3689 | 3001110 | 85381090
3688 | Finished Good | Metering Current Transformers | NYLON ENCAPSULATED ( ROUND ID & WINDOW TYPE ) | Nylon Encapsulated (83/16) | 230 | MNB 801 -5C-83/16 (800/1A- Nylon Encapsulated MNB5 Secondary 1A- Class 0.5- Burden 5VA) | 3688 | 3001114 | 85381090
3687 | Finished Good | Metering Current Transformers | NYLON ENCAPSULATED ( ROUND ID & WINDOW TYPE ) | Nylon Encapsulated (83/16) | 230 | MNB 801 -15B-83/16 (800/1A- Nylon Encapsulated MNB5 Secondary 1A- Class 1- Burden 15VA) | 3687 | 3001076 | 85381090
3686 | Finished Good | Metering Current Transformers | NYLON ENCAPSULATED ( ROUND ID & WINDOW TYPE ) | Nylon Encapsulated (83/16) | 230 | MNB 801 -15A-83/16 (800/1A- Nylon Encapsulated MNB5 Secondary 1A- Class 3- Burden 15VA) | 3686 | 3001090 | 85381090
3685 | Finished Good | Metering Current Transformers | NYLON ENCAPSULATED ( ROUND ID & WINDOW TYPE ) | Nylon Encapsulated (83/16) | 230 | MNB 801 -10C-83/16 (800/1A- Nylon Encapsulated MNB5 Secondary 1A- Class 0.5- Burden 10VA) | 3685 | 3001082 | 85381090
3684 | Finished Good | Metering Current Transformers | NYLON ENCAPSULATED ( ROUND ID & WINDOW TYPE ) | Nylon Encapsulated (83/16) | 230 | MNB 801 -10B-83/16 (800/1A- Nylon Encapsulated MNB5 Secondary 1A- Class 1- Burden 10VA) | 3684 | 3001098 | 85381090
3683 | Finished Good | Metering Current Transformers | NYLON ENCAPSULATED ( ROUND ID & WINDOW TYPE ) | Nylon Encapsulated (83/16) | 230 | MNB 801 -10A-83/16 (800/1A- Nylon Encapsulated MNB5 Secondary 1A- Class 3- Burden 10VA) | 3683 | 3001106 | 85381090
3682 | Finished Good | Metering Current Transformers | NYLON ENCAPSULATED ( ROUND ID & WINDOW TYPE ) | Nylon Encapsulated (Window 33/16) | 227 | MNB 65 -5C-33/16-(2T) (60/5A- Nylon Encapsulated MNB2 Secondary 5 A- Class 0.5- Burden 5VA) | 3682 | 3001272 | 85381090
3681 | Finished Good | Metering Current Transformers | NYLON ENCAPSULATED ( ROUND ID & WINDOW TYPE ) | Nylon Encapsulated (Window 33/16) | 227 | MNB 65 -5B-33/16-(2T) (60/5A- Nylon Encapsulated MNB2 Secondary 5 A- Class 1- Burden 5VA) | 3681 | 3001294 | 85381090
3680 | Finished Good | Metering Current Transformers | NYLON ENCAPSULATED ( ROUND ID & WINDOW TYPE ) | Nylon Encapsulated (window 20) | 226 | MNB 65 -5B-20-2T (60/5A- Nylon Encapsulated MNB1 Secondary 5 A- Class 1- Burden 5VA) | 3680 | 3001392 | 85381090
3679 | Finished Good | Metering Current Transformers | NYLON ENCAPSULATED ( ROUND ID & WINDOW TYPE ) | Nylon Encapsulated (Window 33/16) | 227 | MNB 65 -5A-33/16-(2T) (60/5A- Nylon Encapsulated MNB2 Secondary 5 A- Class 3- Burden 5VA) | 3679 | 3001316 | 85381090
3678 | Finished Good | Metering Current Transformers | NYLON ENCAPSULATED ( ROUND ID & WINDOW TYPE ) | Nylon Encapsulated (window 20) | 226 | MNB 65 -5A-20-2T (60/5A- Nylon Encapsulated MNB1 Secondary 5 A- Class 3- Burden 5VA) | 3678 | 3001410 | 85381090
3677 | Finished Good | Metering Current Transformers | NYLON ENCAPSULATED ( ROUND ID & WINDOW TYPE ) | Nylon Encapsulated (Window 33/16) | 227 | MNB 65 -2.5C-33/16-(2T) (60/5A- Nylon Encapsulated MNB2 Secondary 5 A- Class 0.5- Burden 2.5VA) | 3677 | 3001338 | 85381090
3676 | Finished Good | Metering Current Transformers | NYLON ENCAPSULATED ( ROUND ID & WINDOW TYPE ) | Nylon Encapsulated (window 20) | 226 | MNB 65 -2.5C-20-2T (60/5A- Nylon Encapsulated MNB1 Secondary 5 A- Class 0.5- Burden 2.5VA) | 3676 | 3001428 | 85381090
3675 | Finished Good | Metering Current Transformers | NYLON ENCAPSULATED ( ROUND ID & WINDOW TYPE ) | Nylon Encapsulated (Window 33/16) | 227 | MNB 65 -2.5B-33/16-(2T) (60/5A- Nylon Encapsulated MNB2 Secondary 5 A- Class 1- Burden 2.5VA) | 3675 | 3001356 | 85381090
3674 | Finished Good | Metering Current Transformers | NYLON ENCAPSULATED ( ROUND ID & WINDOW TYPE ) | Nylon Encapsulated (window 20) | 226 | MNB 65 -2.5B-20-2T (60/5A- Nylon Encapsulated MNB1 Secondary 5 A- Class 1- Burden 2.5VA) | 3674 | 3001446 | 85381090
3673 | Finished Good | Metering Current Transformers | NYLON ENCAPSULATED ( ROUND ID & WINDOW TYPE ) | Nylon Encapsulated (Window 33/16) | 227 | MNB 65 -2.5A-33/16-(2T) (60/5A- Nylon Encapsulated MNB2 Secondary 5 A- Class 3- Burden 2.5VA) | 3673 | 3001374 | 85381090
3672 | Finished Good | Metering Current Transformers | NYLON ENCAPSULATED ( ROUND ID & WINDOW TYPE ) | Nylon Encapsulated (window 20) | 226 | MNB 65 -2.5A-20-2T (60/5A- Nylon Encapsulated MNB1 Secondary 5 A- Class 3- Burden 2.5VA) | 3672 | 3001464 | 85381090
3671 | Finished Good | Metering Current Transformers | NYLON ENCAPSULATED ( ROUND ID & WINDOW TYPE ) | Nylon Encapsulated (Window 33/16) | 227 | MNB 61 -5C-33/16-(2T) (60/1A- Nylon Encapsulated MNB2 Secondary 1 A- Class 0.5- Burden 5VA) | 3671 | 3001261 | 85381090
3670 | Finished Good | Metering Current Transformers | NYLON ENCAPSULATED ( ROUND ID & WINDOW TYPE ) | Nylon Encapsulated (Window 33/16) | 227 | MNB 61 -5B-33/16-(2T) (60/1A- Nylon Encapsulated MNB2 Secondary 1 A- Class 1- Burden 5VA) | 3670 | 3001283 | 85381090
3669 | Finished Good | Metering Current Transformers | NYLON ENCAPSULATED ( ROUND ID & WINDOW TYPE ) | Nylon Encapsulated (window 20) | 226 | MNB 61 -5B-20-2T (60/1A- Nylon Encapsulated MNB1 Secondary 1 A- Class 1- Burden 5VA) | 3669 | 3001383 | 85381090
3668 | Finished Good | Metering Current Transformers | NYLON ENCAPSULATED ( ROUND ID & WINDOW TYPE ) | Nylon Encapsulated (Window 33/16) | 227 | MNB 61 -5A-33/16-(2T) (60/1A- Nylon Encapsulated MNB2 Secondary 1 A- Class 3- Burden 5VA) | 3668 | 3001305 | 85381090
3667 | Finished Good | Metering Current Transformers | NYLON ENCAPSULATED ( ROUND ID & WINDOW TYPE ) | Nylon Encapsulated (window 20) | 226 | MNB 61 -5A-20-2T (60/1A- Nylon Encapsulated MNB1 Secondary 1 A- Class 3- Burden 5VA) | 3667 | 3001401 | 85381090
3666 | Finished Good | Metering Current Transformers | NYLON ENCAPSULATED ( ROUND ID & WINDOW TYPE ) | Nylon Encapsulated (Window 33/16) | 227 | MNB 61 -2.5C-33/16-(2T) (60/1A- Nylon Encapsulated MNB2 Secondary 1 A- Class 0.5- Burden 2.5VA) | 3666 | 3001327 | 85381090
3665 | Finished Good | Metering Current Transformers | NYLON ENCAPSULATED ( ROUND ID & WINDOW TYPE ) | Nylon Encapsulated (window 20) | 226 | MNB 61 -2.5C-20-2T (60/1A- Nylon Encapsulated MNB1 Secondary 1 A- Class 0.5- Burden 2.5VA) | 3665 | 3001419 | 85381090
3664 | Finished Good | Metering Current Transformers | NYLON ENCAPSULATED ( ROUND ID & WINDOW TYPE ) | Nylon Encapsulated (Window 33/16) | 227 | MNB 61 -2.5B-33/16-(2T) (60/1A- Nylon Encapsulated MNB2 Secondary 1 A- Class 1- Burden 2.5VA) | 3664 | 3001347 | 85381090
3663 | Finished Good | Metering Current Transformers | NYLON ENCAPSULATED ( ROUND ID & WINDOW TYPE ) | Nylon Encapsulated (window 20) | 226 | MNB 61 -2.5B-20-2T (60/1A- Nylon Encapsulated MNB1 Secondary 1 A- Class 1- Burden 2.5VA) | 3663 | 3001437 | 85381090
3662 | Finished Good | Metering Current Transformers | NYLON ENCAPSULATED ( ROUND ID & WINDOW TYPE ) | Nylon Encapsulated (Window 33/16) | 227 | MNB 61 -2.5A-33/16-(2T) (60/1A- Nylon Encapsulated MNB2 Secondary 1 A- Class 3- Burden 2.5VA) | 3662 | 3001365 | 85381090
3661 | Finished Good | Metering Current Transformers | NYLON ENCAPSULATED ( ROUND ID & WINDOW TYPE ) | Nylon Encapsulated (window 20) | 226 | MNB 61 -2.5A-20-2T (60/1A- Nylon Encapsulated MNB1 Secondary 1 A- Class 3- Burden 2.5VA) | 3661 | 3001455 | 85381090
3660 | Finished Good | Metering Current Transformers | NYLON ENCAPSULATED ( ROUND ID & WINDOW TYPE ) | Nylon Encapsulated (83/16) | 230 | MNB 605 -5C-83/16 (600/5A- Nylon Encapsulated MNB5 Secondary 5A- Class 0.5- Burden 5VA) | 3660 | 3001119 | 85381090
3659 | Finished Good | Metering Current Transformers | NYLON ENCAPSULATED ( ROUND ID & WINDOW TYPE ) | Nylon Encapsulated (50/13) | 229 | MNB 605 -5C-50/13 (600/5A- Nylon Encapsulated MNB4 Secondary 5A- Class 0.5- Burden 5VA) | 3659 | 3001163 | 85381090
3658 | Finished Good | Metering Current Transformers | NYLON ENCAPSULATED ( ROUND ID & WINDOW TYPE ) | Nylon Encapsulated (83/16) | 230 | MNB 605 -5B-83/16 (600/1A- Nylon Encapsulated MNB5 Secondary 5A- Class 1- Burden 5VA) | 3658 | 3001123 | 85381090
3657 | Finished Good | Metering Current Transformers | NYLON ENCAPSULATED ( ROUND ID & WINDOW TYPE ) | Nylon Encapsulated (50/13) | 229 | MNB 605 -5B-50/13 (600/5A- Nylon Encapsulated MNB4 Secondary 5A- Class 1- Burden 5VA) | 3657 | 3001171 | 85381090
3656 | Finished Good | Metering Current Transformers | NYLON ENCAPSULATED ( ROUND ID & WINDOW TYPE ) | Nylon Encapsulated (83/16) | 230 | MNB 605 -5A-83/16 (600/5A- Nylon Encapsulated MNB5 Secondary 5A- Class 3- Burden 5VA) | 3656 | 3001127 | 85381090
3655 | Finished Good | Metering Current Transformers | NYLON ENCAPSULATED ( ROUND ID & WINDOW TYPE ) | Nylon Encapsulated (50/13) | 229 | MNB 605 -5A-50/13 (600/5A- Nylon Encapsulated MNB4 Secondary 5A- Class 3- Burden 5VA) | 3655 | 3001179 | 85381090
3654 | Finished Good | Metering Current Transformers | NYLON ENCAPSULATED ( ROUND ID & WINDOW TYPE ) | Nylon Encapsulated (83/16) | 230 | MNB 605 -15B-83/16 (600/5A- Nylon Encapsulated MNB5 Secondary 5A- Class 1- Burden 15VA) | 3654 | 3001080 | 85381090
3653 | Finished Good | Metering Current Transformers | NYLON ENCAPSULATED ( ROUND ID & WINDOW TYPE ) | Nylon Encapsulated (83/16) | 230 | MNB 605 -15A-83/16 (600/5A- Nylon Encapsulated MNB5 Secondary 5A- Class 3- Burden 15VA) | 3653 | 3001095 | 85381090
3652 | Finished Good | Metering Current Transformers | NYLON ENCAPSULATED ( ROUND ID & WINDOW TYPE ) | Nylon Encapsulated (50/13) | 229 | MNB 605 -15A-50/13 (600/5A- Nylon Encapsulated MNB4 Secondary 5A- Class 3- Burden 15VA) | 3652 | 3001139 | 85381090
3651 | Finished Good | Metering Current Transformers | NYLON ENCAPSULATED ( ROUND ID & WINDOW TYPE ) | Nylon Encapsulated (83/16) | 230 | MNB 605 -10C-83/16 (600/5A- Nylon Encapsulated MNB5 Secondary 5A- Class 0.5- Burden 10VA) | 3651 | 3001087 | 85381090
3650 | Finished Good | Metering Current Transformers | NYLON ENCAPSULATED ( ROUND ID & WINDOW TYPE ) | Nylon Encapsulated (50/13) | 229 | MNB 605 -10C-50/13 (600/5A- Nylon Encapsulated MNB4 Secondary 5A- Class 0.5- Burden 10VA) | 3650 | 3001132 | 85381090
3649 | Finished Good | Metering Current Transformers | NYLON ENCAPSULATED ( ROUND ID & WINDOW TYPE ) | Nylon Encapsulated (83/16) | 230 | MNB 605 -10B-83/16 (600/5A- Nylon Encapsulated MNB5 Secondary 5A- Class 1- Burden 10VA) | 3649 | 3001103 | 85381090
3648 | Finished Good | Metering Current Transformers | NYLON ENCAPSULATED ( ROUND ID & WINDOW TYPE ) | Nylon Encapsulated (50/13) | 229 | MNB 605 -10B-50/13 (600/5A- Nylon Encapsulated MNB4 Secondary 5A- Class 1- Burden 10VA) | 3648 | 3001147 | 85381090
3647 | Finished Good | Metering Current Transformers | NYLON ENCAPSULATED ( ROUND ID & WINDOW TYPE ) | Nylon Encapsulated (83/16) | 230 | MNB 605 -10A-83/16 (600/5A- Nylon Encapsulated MNB5 Secondary 5A- Class 3- Burden 10VA) | 3647 | 3001111 | 85381090
3646 | Finished Good | Metering Current Transformers | NYLON ENCAPSULATED ( ROUND ID & WINDOW TYPE ) | Nylon Encapsulated (50/13) | 229 | MNB 605 -10A-50/13 (600/5A- Nylon Encapsulated MNB4 Secondary 5A- Class 3- Burden 10VA) | 3646 | 3001155 | 85381090
3645 | Finished Good | Metering Current Transformers | NYLON ENCAPSULATED ( ROUND ID & WINDOW TYPE ) | Nylon Encapsulated (83/16) | 230 | MNB 601 -5C-83/16 (600/1A- Nylon Encapsulated MNB5 Secondary 1A- Class 0.5- Burden 5VA) | 3645 | 3001115 | 85381090
3644 | Finished Good | Metering Current Transformers | NYLON ENCAPSULATED ( ROUND ID & WINDOW TYPE ) | Nylon Encapsulated (50/13) | 229 | MNB 601 -5C-50/13 (600/1A- Nylon Encapsulated MNB4 Secondary 1A- Class 0.5- Burden 5VA) | 3644 | 3001159 | 85381090
3643 | Finished Good | Metering Current Transformers | NYLON ENCAPSULATED ( ROUND ID & WINDOW TYPE ) | Nylon Encapsulated (83/16) | 230 | MNB 601 -5B-83/16 (600/1A- Nylon Encapsulated MNB5 Secondary 1A- Class 1- Burden 5VA) | 3643 | 3001121 | 85381090
3642 | Finished Good | Metering Current Transformers | NYLON ENCAPSULATED ( ROUND ID & WINDOW TYPE ) | Nylon Encapsulated (50/13) | 229 | MNB 601 -5B-50/13 (600/1A- Nylon Encapsulated MNB4 Secondary 1A- Class 1- Burden 5VA) | 3642 | 3001167 | 85381090
3641 | Finished Good | Metering Current Transformers | NYLON ENCAPSULATED ( ROUND ID & WINDOW TYPE ) | Nylon Encapsulated (83/16) | 230 | MNB 601 -5A-83/16 (600/1A- Nylon Encapsulated MNB5 Secondary 1A- Class 3- Burden 5VA) | 3641 | 3001125 | 85381090
3640 | Finished Good | Metering Current Transformers | NYLON ENCAPSULATED ( ROUND ID & WINDOW TYPE ) | Nylon Encapsulated (50/13) | 229 | MNB 601 -5A-50/13 (600/1A- Nylon Encapsulated MNB4 Secondary 1A- Class 3- Burden 5VA) | 3640 | 3001175 | 85381090
3639 | Finished Good | Metering Current Transformers | NYLON ENCAPSULATED ( ROUND ID & WINDOW TYPE ) | Nylon Encapsulated (83/16) | 230 | MNB 601 -15B-83/16 (600/1A- Nylon Encapsulated MNB5 Secondary 1A- Class 1- Burden 15VA) | 3639 | 3001077 | 85381090
3638 | Finished Good | Metering Current Transformers | NYLON ENCAPSULATED ( ROUND ID & WINDOW TYPE ) | Nylon Encapsulated (83/16) | 230 | MNB 601 -15A-83/16 (600/1A- Nylon Encapsulated MNB5 Secondary 1A- Class 3- Burden 15VA) | 3638 | 3001091 | 85381090
3637 | Finished Good | Metering Current Transformers | NYLON ENCAPSULATED ( ROUND ID & WINDOW TYPE ) | Nylon Encapsulated (50/13) | 229 | MNB 601 -15A-50/13 (600/1A- Nylon Encapsulated MNB4 Secondary 1A- Class 3- Burden 15VA) | 3637 | 3001135 | 85381090
3636 | Finished Good | Metering Current Transformers | NYLON ENCAPSULATED ( ROUND ID & WINDOW TYPE ) | Nylon Encapsulated (83/16) | 230 | MNB 601 -10C-83/16 (600/1A- Nylon Encapsulated MNB5 Secondary 1A- Class 0.5- Burden 10VA) | 3636 | 3001083 | 85381090
3635 | Finished Good | Metering Current Transformers | NYLON ENCAPSULATED ( ROUND ID & WINDOW TYPE ) | Nylon Encapsulated (50/13) | 229 | MNB 601 -10C-50/13 (600/1A- Nylon Encapsulated MNB4 Secondary 1A- Class 0.5- Burden 10VA) | 3635 | 3001129 | 85381090
3634 | Finished Good | Metering Current Transformers | NYLON ENCAPSULATED ( ROUND ID & WINDOW TYPE ) | Nylon Encapsulated (83/16) | 230 | MNB 601 -10B-83/16 (600/1A- Nylon Encapsulated MNB5 Secondary 1A- Class 1- Burden 10VA) | 3634 | 3001099 | 85381090
3633 | Finished Good | Metering Current Transformers | NYLON ENCAPSULATED ( ROUND ID & WINDOW TYPE ) | Nylon Encapsulated (50/13) | 229 | MNB 601 -10B-50/13 (600/1A- Nylon Encapsulated MNB4 Secondary 1A- Class 1- Burden 10VA) | 3633 | 3001143 | 85381090
3632 | Finished Good | Metering Current Transformers | NYLON ENCAPSULATED ( ROUND ID & WINDOW TYPE ) | Nylon Encapsulated (83/16) | 230 | MNB 601 -10A-83/16 (600/1A- Nylon Encapsulated MNB5 Secondary 1A- Class 3- Burden 10VA) | 3632 | 3001107 | 85381090
3631 | Finished Good | Metering Current Transformers | NYLON ENCAPSULATED ( ROUND ID & WINDOW TYPE ) | Nylon Encapsulated (50/13) | 229 | MNB 601 -10A-50/13 (600/1A- Nylon Encapsulated MNB4 Secondary 1A- Class 3- Burden 10VA) | 3631 | 3001151 | 85381090
3630 | Finished Good | Metering Current Transformers | NYLON ENCAPSULATED ( ROUND ID & WINDOW TYPE ) | Nylon Encapsulated (Window 33/16) | 227 | MNB 55 -5C-33/16-(2T) (50/5A- Nylon Encapsulated MNB2 Secondary 5 A- Class 0.5- Burden 5VA) | 3630 | 3001273 | 85381090
3629 | Finished Good | Metering Current Transformers | NYLON ENCAPSULATED ( ROUND ID & WINDOW TYPE ) | Nylon Encapsulated (Window 33/16) | 227 | MNB 55 -5B-33/16-(2T) (50/5A- Nylon Encapsulated MNB2 Secondary 5 A- Class 1- Burden 5VA) | 3629 | 3001295 | 85381090
3628 | Finished Good | Metering Current Transformers | NYLON ENCAPSULATED ( ROUND ID & WINDOW TYPE ) | Nylon Encapsulated (window 20) | 226 | MNB 55 -5B-20-2T (50/5A- Nylon Encapsulated MNB1 Secondary 5 A- Class 1- Burden 5VA) | 3628 | 3001393 | 85381090
3627 | Finished Good | Metering Current Transformers | NYLON ENCAPSULATED ( ROUND ID & WINDOW TYPE ) | Nylon Encapsulated (Window 33/16) | 227 | MNB 55 -5A-33/16-(2T) (50/5A- Nylon Encapsulated MNB2 Secondary 5 A- Class 3- Burden 5VA) | 3627 | 3001317 | 85381090
3626 | Finished Good | Metering Current Transformers | NYLON ENCAPSULATED ( ROUND ID & WINDOW TYPE ) | Nylon Encapsulated (window 20) | 226 | MNB 55 -5A-20-2T (50/5A- Nylon Encapsulated MNB1 Secondary 5 A- Class 3- Burden 5VA) | 3626 | 3001411 | 85381090
3625 | Finished Good | Metering Current Transformers | NYLON ENCAPSULATED ( ROUND ID & WINDOW TYPE ) | Nylon Encapsulated (Window 33/16) | 227 | MNB 55 -2.5C-33/16-(2T) (50/5A- Nylon Encapsulated MNB2 Secondary 5 A- Class 0.5- Burden 2.5VA) | 3625 | 3001339 | 85381090
3624 | Finished Good | Metering Current Transformers | NYLON ENCAPSULATED ( ROUND ID & WINDOW TYPE ) | Nylon Encapsulated (window 20) | 226 | MNB 55 -2.5C-20-2T (50/5A- Nylon Encapsulated MNB1 Secondary 5 A- Class 0.5- Burden 2.5VA) | 3624 | 3001429 | 85381090
3623 | Finished Good | Metering Current Transformers | NYLON ENCAPSULATED ( ROUND ID & WINDOW TYPE ) | Nylon Encapsulated (Window 33/16) | 227 | MNB 55 -2.5B-33/16-(2T) (50/5A- Nylon Encapsulated MNB2 Secondary 5 A- Class 1- Burden 2.5VA) | 3623 | 3001357 | 85381090
3622 | Finished Good | Metering Current Transformers | NYLON ENCAPSULATED ( ROUND ID & WINDOW TYPE ) | Nylon Encapsulated (window 20) | 226 | MNB 55 -2.5B-20-2T (50/5A- Nylon Encapsulated MNB1 Secondary 5 A- Class 1- Burden 2.5VA) | 3622 | 3001447 | 85381090
3621 | Finished Good | Metering Current Transformers | NYLON ENCAPSULATED ( ROUND ID & WINDOW TYPE ) | Nylon Encapsulated (Window 33/16) | 227 | MNB 55 -2.5A-33/16-(2T) (50/5A- Nylon Encapsulated MNB2 Secondary 5 A- Class 3- Burden 2.5VA) | 3621 | 3001375 | 85381090
3620 | Finished Good | Metering Current Transformers | NYLON ENCAPSULATED ( ROUND ID & WINDOW TYPE ) | Nylon Encapsulated (window 20) | 226 | MNB 55 -2.5A-20-2T (50/5A- Nylon Encapsulated MNB1 Secondary 5 A- Class 3- Burden 2.5VA) | 3620 | 3001465 | 85381090
3619 | Finished Good | Metering Current Transformers | NYLON ENCAPSULATED ( ROUND ID & WINDOW TYPE ) | Nylon Encapsulated (Window 33/16) | 227 | MNB 51 -5C-33/16-(2T) (50/1A- Nylon Encapsulated MNB2 Secondary 1 A- Class 0.5- Burden 5VA) | 3619 | 3001262 | 85381090
3618 | Finished Good | Metering Current Transformers | NYLON ENCAPSULATED ( ROUND ID & WINDOW TYPE ) | Nylon Encapsulated (Window 33/16) | 227 | MNB 51 -5B-33/16-(2T) (50/1A- Nylon Encapsulated MNB2 Secondary 1 A- Class 1- Burden 5VA) | 3618 | 3001284 | 85381090
3617 | Finished Good | Metering Current Transformers | NYLON ENCAPSULATED ( ROUND ID & WINDOW TYPE ) | Nylon Encapsulated (window 20) | 226 | MNB 51 -5B-20-2T (50/1A- Nylon Encapsulated MNB1 Secondary 1 A- Class 1- Burden 5VA) | 3617 | 3001384 | 85381090
3616 | Finished Good | Metering Current Transformers | NYLON ENCAPSULATED ( ROUND ID & WINDOW TYPE ) | Nylon Encapsulated (Window 33/16) | 227 | MNB 51 -5A-33/16-(2T) (50/1A- Nylon Encapsulated MNB2 Secondary 1 A- Class 3- Burden 5VA) | 3616 | 3001306 | 85381090
3615 | Finished Good | Metering Current Transformers | NYLON ENCAPSULATED ( ROUND ID & WINDOW TYPE ) | Nylon Encapsulated (window 20) | 226 | MNB 51 -5A-20-2T (50/1A- Nylon Encapsulated MNB1 Secondary 1 A- Class 3- Burden 5VA) | 3615 | 3001402 | 85381090
3614 | Finished Good | Metering Current Transformers | NYLON ENCAPSULATED ( ROUND ID & WINDOW TYPE ) | Nylon Encapsulated (Window 33/16) | 227 | MNB 51 -2.5C-33/16-(2T) (50/1A- Nylon Encapsulated MNB2 Secondary 1 A- Class 0.5- Burden 2.5VA) | 3614 | 3001328 | 85381090
3613 | Finished Good | Metering Current Transformers | NYLON ENCAPSULATED ( ROUND ID & WINDOW TYPE ) | Nylon Encapsulated (window 20) | 226 | MNB 51 -2.5C-20-2T (50/1A- Nylon Encapsulated MNB1 Secondary 1 A- Class 0.5- Burden 2.5VA) | 3613 | 3001420 | 85381090
3612 | Finished Good | Metering Current Transformers | NYLON ENCAPSULATED ( ROUND ID & WINDOW TYPE ) | Nylon Encapsulated (Window 33/16) | 227 | MNB 51 -2.5B-33/16-(2T) (50/1A- Nylon Encapsulated MNB2 Secondary 1 A- Class 1- Burden 2.5VA) | 3612 | 3001348 | 85381090
3611 | Finished Good | Metering Current Transformers | NYLON ENCAPSULATED ( ROUND ID & WINDOW TYPE ) | Nylon Encapsulated (window 20) | 226 | MNB 51 -2.5B-20-2T (50/1A- Nylon Encapsulated MNB1 Secondary 1 A- Class 1- Burden 2.5VA) | 3611 | 3001438 | 85381090
3610 | Finished Good | Metering Current Transformers | NYLON ENCAPSULATED ( ROUND ID & WINDOW TYPE ) | Nylon Encapsulated (Window 33/16) | 227 | MNB 51 -2.5A-33/16-(2T) (50/1A- Nylon Encapsulated MNB2 Secondary 1 A- Class 3- Burden 2.5VA) | 3610 | 3001366 | 85381090
3609 | Finished Good | Metering Current Transformers | NYLON ENCAPSULATED ( ROUND ID & WINDOW TYPE ) | Nylon Encapsulated (window 20) | 226 | MNB 51 -2.5A-20-2T (50/1A- Nylon Encapsulated MNB1 Secondary 1 A- Class 3- Burden 2.5VA) | 3609 | 3001456 | 85381090
3608 | Finished Good | Metering Current Transformers | NYLON ENCAPSULATED ( ROUND ID & WINDOW TYPE ) | Nylon Encapsulated (83/16) | 230 | MNB 505 -5C-83/16 (500/5A- Nylon Encapsulated MNB5 Secondary 5A- Class 0.5- Burden 5VA) | 3608 | 3001120 | 85381090
3607 | Finished Good | Metering Current Transformers | NYLON ENCAPSULATED ( ROUND ID & WINDOW TYPE ) | Nylon Encapsulated (50/13) | 229 | MNB 505 -5C-50/13 (500/5A- Nylon Encapsulated MNB4 Secondary 5A- Class 0.5- Burden 5VA) | 3607 | 3001164 | 85381090
3606 | Finished Good | Metering Current Transformers | NYLON ENCAPSULATED ( ROUND ID & WINDOW TYPE ) | Nylon Encapsulated (83/16) | 230 | MNB 505 -5B-83/16 (500/5A- Nylon Encapsulated MNB5 Secondary 5A- Class 1- Burden 5VA) | 3606 | 3001124 | 85381090
3605 | Finished Good | Metering Current Transformers | NYLON ENCAPSULATED ( ROUND ID & WINDOW TYPE ) | Nylon Encapsulated (50/13) | 229 | MNB 505 -5B-50/13 (500/5A- Nylon Encapsulated MNB4 Secondary 5A- Class 1- Burden 5VA) | 3605 | 3001172 | 85381090
3604 | Finished Good | Metering Current Transformers | NYLON ENCAPSULATED ( ROUND ID & WINDOW TYPE ) | Nylon Encapsulated (83/16) | 230 | MNB 505 -5A-83/16 (500/5A- Nylon Encapsulated MNB5 Secondary 5A- Class 3- Burden 5VA) | 3604 | 3001128 | 85381090
3603 | Finished Good | Metering Current Transformers | NYLON ENCAPSULATED ( ROUND ID & WINDOW TYPE ) | Nylon Encapsulated (50/13) | 229 | MNB 505 -5A-50/13 (500/5A- Nylon Encapsulated MNB4 Secondary 5A- Class 3- Burden 5VA) | 3603 | 3001180 | 85381090
3602 | Finished Good | Metering Current Transformers | NYLON ENCAPSULATED ( ROUND ID & WINDOW TYPE ) | Nylon Encapsulated (83/16) | 230 | MNB 505 -15A-83/16 (500/5A- Nylon Encapsulated MNB5 Secondary 5A- Class 3- Burden 15VA) | 3602 | 3001096 | 85381090
3601 | Finished Good | Metering Current Transformers | NYLON ENCAPSULATED ( ROUND ID & WINDOW TYPE ) | Nylon Encapsulated (83/16) | 230 | MNB 505 -15A-83/16 (500/1A- Nylon Encapsulated MNB5 Secondary 1A- Class 3- Burden 15VA) | 3601 | 3001092 | 85381090
3600 | Finished Good | Metering Current Transformers | NYLON ENCAPSULATED ( ROUND ID & WINDOW TYPE ) | Nylon Encapsulated (50/13) | 229 | MNB 505 -15A-50/13 (500/5A- Nylon Encapsulated MNB4 Secondary 5A- Class 3- Burden 15VA) | 3600 | 3001140 | 85381090
3599 | Finished Good | Metering Current Transformers | NYLON ENCAPSULATED ( ROUND ID & WINDOW TYPE ) | Nylon Encapsulated (83/16) | 230 | MNB 505 -10C-83/16 (500/5A- Nylon Encapsulated MNB5 Secondary 5A- Class 0.5- Burden 10VA) | 3599 | 3001088 | 85381090
3598 | Finished Good | Metering Current Transformers | NYLON ENCAPSULATED ( ROUND ID & WINDOW TYPE ) | Nylon Encapsulated (83/16) | 230 | MNB 505 -10C-83/16 (500/1A- Nylon Encapsulated MNB5 Secondary 1A- Class 0.5- Burden 10VA) | 3598 | 3001084 | 85381090
3597 | Finished Good | Metering Current Transformers | NYLON ENCAPSULATED ( ROUND ID & WINDOW TYPE ) | Nylon Encapsulated (50/13) | 229 | MNB 505 -10C-50/13 (500/5A- Nylon Encapsulated MNB4 Secondary 5A- Class 0.5- Burden 10VA) | 3597 | 3001133 | 85381090
3596 | Finished Good | Metering Current Transformers | NYLON ENCAPSULATED ( ROUND ID & WINDOW TYPE ) | Nylon Encapsulated (83/16) | 230 | MNB 505 -10B-83/16 (500/5A- Nylon Encapsulated MNB5 Secondary 5A- Class 1- Burden 10VA) | 3596 | 3001104 | 85381090
3595 | Finished Good | Metering Current Transformers | NYLON ENCAPSULATED ( ROUND ID & WINDOW TYPE ) | Nylon Encapsulated (50/13) | 229 | MNB 505 -10B-50/13 (500/5A- Nylon Encapsulated MNB4 Secondary 5A- Class 1- Burden 10VA) | 3595 | 3001148 | 85381090
3594 | Finished Good | Metering Current Transformers | NYLON ENCAPSULATED ( ROUND ID & WINDOW TYPE ) | Nylon Encapsulated (83/16) | 230 | MNB 505 -10A-83/16 (500/5A- Nylon Encapsulated MNB5 Secondary 5A- Class 3- Burden 10VA) | 3594 | 3001112 | 85381090
3593 | Finished Good | Metering Current Transformers | NYLON ENCAPSULATED ( ROUND ID & WINDOW TYPE ) | Nylon Encapsulated (50/13) | 229 | MNB 505 -10A-50/13 (500/5A- Nylon Encapsulated MNB4 Secondary 5A- Class 3- Burden 10VA) | 3593 | 3001156 | 85381090
3592 | Finished Good | Metering Current Transformers | NYLON ENCAPSULATED ( ROUND ID & WINDOW TYPE ) | Nylon Encapsulated (83/16) | 230 | MNB 501 -5C-83/16 (500/1A- Nylon Encapsulated MNB5 Secondary 1A- Class 0.5- Burden 5VA) | 3592 | 3001116 | 85381090
3591 | Finished Good | Metering Current Transformers | NYLON ENCAPSULATED ( ROUND ID & WINDOW TYPE ) | Nylon Encapsulated (50/13) | 229 | MNB 501 -5C-50/13 (500/1A- Nylon Encapsulated MNB4 Secondary 1A- Class 0.5- Burden 5VA) | 3591 | 3001160 | 85381090
3590 | Finished Good | Metering Current Transformers | NYLON ENCAPSULATED ( ROUND ID & WINDOW TYPE ) | Nylon Encapsulated (83/16) | 230 | MNB 501 -5B-83/16 (500/1A- Nylon Encapsulated MNB5 Secondary 1A- Class 1- Burden 5VA) | 3590 | 3001122 | 85381090
3589 | Finished Good | Metering Current Transformers | NYLON ENCAPSULATED ( ROUND ID & WINDOW TYPE ) | Nylon Encapsulated (50/13) | 229 | MNB 501 -5B-50/13 (500/1A- Nylon Encapsulated MNB4 Secondary 1A- Class 1- Burden 5VA) | 3589 | 3001168 | 85381090
3588 | Finished Good | Metering Current Transformers | NYLON ENCAPSULATED ( ROUND ID & WINDOW TYPE ) | Nylon Encapsulated (83/16) | 230 | MNB 501 -5A-83/16 (500/1A- Nylon Encapsulated MNB5 Secondary 1A- Class 3- Burden 5VA) | 3588 | 3001126 | 85381090
3587 | Finished Good | Metering Current Transformers | NYLON ENCAPSULATED ( ROUND ID & WINDOW TYPE ) | Nylon Encapsulated (50/13) | 229 | MNB 501 -5A-50/13 (500/1A- Nylon Encapsulated MNB4 Secondary 1A- Class 3- Burden 5VA) | 3587 | 3001176 | 85381090
3586 | Finished Good | Metering Current Transformers | NYLON ENCAPSULATED ( ROUND ID & WINDOW TYPE ) | Nylon Encapsulated (50/13) | 229 | MNB 501 -15A-50/13 (500/1A- Nylon Encapsulated MNB4 Secondary 1A- Class 3- Burden 15VA) | 3586 | 3001136 | 85381090
3585 | Finished Good | Metering Current Transformers | NYLON ENCAPSULATED ( ROUND ID & WINDOW TYPE ) | Nylon Encapsulated (50/13) | 229 | MNB 501 -10C-50/13 (500/1A- Nylon Encapsulated MNB4 Secondary 1A- Class 0.5- Burden 10VA) | 3585 | 3001130 | 85381090
3584 | Finished Good | Metering Current Transformers | NYLON ENCAPSULATED ( ROUND ID & WINDOW TYPE ) | Nylon Encapsulated (83/16) | 230 | MNB 501 -10B-83/16 (500/1A- Nylon Encapsulated MNB5 Secondary 1A- Class 1- Burden 10VA) | 3584 | 3001100 | 85381090
3583 | Finished Good | Metering Current Transformers | NYLON ENCAPSULATED ( ROUND ID & WINDOW TYPE ) | Nylon Encapsulated (50/13) | 229 | MNB 501 -10B-50/13 (500/1A- Nylon Encapsulated MNB4 Secondary 1A- Class 1- Burden 10VA) | 3583 | 3001144 | 85381090
3582 | Finished Good | Metering Current Transformers | NYLON ENCAPSULATED ( ROUND ID & WINDOW TYPE ) | Nylon Encapsulated (83/16) | 230 | MNB 501 -10A-83/16 (500/1A- Nylon Encapsulated MNB5 Secondary 1A- Class 3- Burden 10VA) | 3582 | 3001108 | 85381090
3581 | Finished Good | Metering Current Transformers | NYLON ENCAPSULATED ( ROUND ID & WINDOW TYPE ) | Nylon Encapsulated (50/13) | 229 | MNB 501 -10A-50/13 (500/1A- Nylon Encapsulated MNB4 Secondary 1A- Class 3- Burden 10VA) | 3581 | 3001152 | 85381090
3580 | Finished Good | Metering Current Transformers | NYLON ENCAPSULATED ( ROUND ID & WINDOW TYPE ) | Nylon Encapsulated (Window 33/16) | 227 | MNB 45 -5C-33/16-(2T) (40/5A- Nylon Encapsulated MNB2 Secondary 5 A- Class 0.5- Burden 5VA) | 3580 | 3001274 | 85381090
3579 | Finished Good | Metering Current Transformers | NYLON ENCAPSULATED ( ROUND ID & WINDOW TYPE ) | Nylon Encapsulated (Window 33/16) | 227 | MNB 45 -5B-33/16-(2T) (40/5A- Nylon Encapsulated MNB2 Secondary 5 A- Class 1- Burden 5VA) | 3579 | 3001296 | 85381090
3578 | Finished Good | Metering Current Transformers | NYLON ENCAPSULATED ( ROUND ID & WINDOW TYPE ) | Nylon Encapsulated (window 20) | 226 | MNB 45 -5B-20-2T (40/5A- Nylon Encapsulated MNB1 Secondary 5 A- Class 1- Burden 5VA) | 3578 | 3001394 | 85381090
3577 | Finished Good | Metering Current Transformers | NYLON ENCAPSULATED ( ROUND ID & WINDOW TYPE ) | Nylon Encapsulated (Window 33/16) | 227 | MNB 45 -5A-33/16-(2T) (40/5A- Nylon Encapsulated MNB2 Secondary 5 A- Class 3- Burden 5VA) | 3577 | 3001318 | 85381090
3576 | Finished Good | Metering Current Transformers | NYLON ENCAPSULATED ( ROUND ID & WINDOW TYPE ) | Nylon Encapsulated (window 20) | 226 | MNB 45 -5A-20-2T (40/5A- Nylon Encapsulated MNB1 Secondary 5 A- Class 3- Burden 5VA) | 3576 | 3001412 | 85381090
3575 | Finished Good | Metering Current Transformers | NYLON ENCAPSULATED ( ROUND ID & WINDOW TYPE ) | Nylon Encapsulated (Window 33/16) | 227 | MNB 45 -2.5C-33/16-(2T) (40/5A- Nylon Encapsulated MNB2 Secondary 5 A- Class 0.5- Burden 2.5VA) | 3575 | 3001340 | 85381090
3574 | Finished Good | Metering Current Transformers | NYLON ENCAPSULATED ( ROUND ID & WINDOW TYPE ) | Nylon Encapsulated (window 20) | 226 | MNB 45 -2.5C-20-2T (40/5A- Nylon Encapsulated MNB1 Secondary 5 A- Class 0.5- Burden 2.5VA) | 3574 | 3001430 | 85381090
3573 | Finished Good | Metering Current Transformers | NYLON ENCAPSULATED ( ROUND ID & WINDOW TYPE ) | Nylon Encapsulated (Window 33/16) | 227 | MNB 45 -2.5B-33/16-(2T) (40/5A- Nylon Encapsulated MNB2 Secondary 5 A- Class 1- Burden 2.5VA) | 3573 | 3001358 | 85381090
3572 | Finished Good | Metering Current Transformers | NYLON ENCAPSULATED ( ROUND ID & WINDOW TYPE ) | Nylon Encapsulated (window 20) | 226 | MNB 45 -2.5B-20-2T (40/5A- Nylon Encapsulated MNB1 Secondary 5 A- Class 1- Burden 2.5VA) | 3572 | 3001448 | 85381090
3571 | Finished Good | Metering Current Transformers | NYLON ENCAPSULATED ( ROUND ID & WINDOW TYPE ) | Nylon Encapsulated (Window 33/16) | 227 | MNB 45 -2.5A-33/16-(2T) (40/5A- Nylon Encapsulated MNB2 Secondary 5 A- Class 3- Burden 2.5VA) | 3571 | 3001376 | 85381090
3570 | Finished Good | Metering Current Transformers | NYLON ENCAPSULATED ( ROUND ID & WINDOW TYPE ) | Nylon Encapsulated (window 20) | 226 | MNB 45 -2.5A-20-2T (40/5A- Nylon Encapsulated MNB1 Secondary 5 A- Class 3- Burden 2.5VA) | 3570 | 3001466 | 85381090
3569 | Finished Good | Metering Current Transformers | NYLON ENCAPSULATED ( ROUND ID & WINDOW TYPE ) | Nylon Encapsulated (Window 33/16) | 227 | MNB 41 -5C-33/16-(2T) (40/1A- Nylon Encapsulated MNB2 Secondary 1 A- Class 0.5- Burden 5VA) | 3569 | 3001263 | 85381090
3568 | Finished Good | Metering Current Transformers | NYLON ENCAPSULATED ( ROUND ID & WINDOW TYPE ) | Nylon Encapsulated (Window 33/16) | 227 | MNB 41 -5B-33/16-(2T) (40/1A- Nylon Encapsulated MNB2 Secondary 1 A- Class 1- Burden 5VA) | 3568 | 3001285 | 85381090
3567 | Finished Good | Metering Current Transformers | NYLON ENCAPSULATED ( ROUND ID & WINDOW TYPE ) | Nylon Encapsulated (window 20) | 226 | MNB 41 -5B-20-2T (40/1A- Nylon Encapsulated MNB1 Secondary 1 A- Class 1- Burden 5VA) | 3567 | 3001385 | 85381090
3566 | Finished Good | Metering Current Transformers | NYLON ENCAPSULATED ( ROUND ID & WINDOW TYPE ) | Nylon Encapsulated (Window 33/16) | 227 | MNB 41 -5A-33/16-(2T) (40/1A- Nylon Encapsulated MNB2 Secondary 1 A- Class 3- Burden 5VA) | 3566 | 3001307 | 85381090
3565 | Finished Good | Metering Current Transformers | NYLON ENCAPSULATED ( ROUND ID & WINDOW TYPE ) | Nylon Encapsulated (window 20) | 226 | MNB 41 -5A-20-2T (40/1A- Nylon Encapsulated MNB1 Secondary 1 A- Class 3- Burden 5VA) | 3565 | 3001403 | 85381090
3564 | Finished Good | Metering Current Transformers | NYLON ENCAPSULATED ( ROUND ID & WINDOW TYPE ) | Nylon Encapsulated (Window 33/16) | 227 | MNB 41 -2.5C-33/16-(2T) (40/1A- Nylon Encapsulated MNB2 Secondary 1 A- Class 0.5- Burden 2.5VA) | 3564 | 3001329 | 85381090
3563 | Finished Good | Metering Current Transformers | NYLON ENCAPSULATED ( ROUND ID & WINDOW TYPE ) | Nylon Encapsulated (window 20) | 226 | MNB 41 -2.5C-20-2T (40/1A- Nylon Encapsulated MNB1 Secondary 1 A- Class 0.5- Burden 2.5VA) | 3563 | 3001421 | 85381090
3562 | Finished Good | Metering Current Transformers | NYLON ENCAPSULATED ( ROUND ID & WINDOW TYPE ) | Nylon Encapsulated (Window 33/16) | 227 | MNB 41 -2.5B-33/16-(2T) (40/1A- Nylon Encapsulated MNB2 Secondary 1 A- Class 1- Burden 2.5VA) | 3562 | 3001349 | 85381090
3561 | Finished Good | Metering Current Transformers | NYLON ENCAPSULATED ( ROUND ID & WINDOW TYPE ) | Nylon Encapsulated (window 20) | 226 | MNB 41 -2.5B-20-2T (40/1A- Nylon Encapsulated MNB1 Secondary 1 A- Class 1- Burden 2.5VA) | 3561 | 3001439 | 85381090
3560 | Finished Good | Metering Current Transformers | NYLON ENCAPSULATED ( ROUND ID & WINDOW TYPE ) | Nylon Encapsulated (Window 33/16) | 227 | MNB 41 -2.5A-33/16-(2T) (40/1A- Nylon Encapsulated MNB2 Secondary 1 A- Class 3- Burden 2.5VA) | 3560 | 3001367 | 85381090
3559 | Finished Good | Metering Current Transformers | NYLON ENCAPSULATED ( ROUND ID & WINDOW TYPE ) | Nylon Encapsulated (window 20) | 226 | MNB 41 -2.5A-20-2T (40/1A- Nylon Encapsulated MNB1 Secondary 1 A- Class 3- Burden 2.5VA) | 3559 | 3001457 | 85381090
3558 | Finished Good | Metering Current Transformers | NYLON ENCAPSULATED ( ROUND ID & WINDOW TYPE ) | Nylon Encapsulated (50/13) | 229 | MNB 405 -5C-50/13 (400/5A- Nylon Encapsulated MNB4 Secondary 5A- Class 0.5- Burden 5VA) | 3558 | 3001165 | 85381090
3557 | Finished Good | Metering Current Transformers | NYLON ENCAPSULATED ( ROUND ID & WINDOW TYPE ) | Nylon Encapsulated (Window 40/13) | 228 | MNB 405 -5C-40/13 (400/5A- Nylon Encapsulated MNB3 Secondary 5 A- Class 0.5- Burden 5VA) | 3557 | 3001217 | 85381090
3556 | Finished Good | Metering Current Transformers | NYLON ENCAPSULATED ( ROUND ID & WINDOW TYPE ) | Nylon Encapsulated (50/13) | 229 | MNB 405 -5B-50/13 (400/5A- Nylon Encapsulated MNB4 Secondary 5A- Class 1- Burden 5VA) | 3556 | 3001173 | 85381090
3555 | Finished Good | Metering Current Transformers | NYLON ENCAPSULATED ( ROUND ID & WINDOW TYPE ) | Nylon Encapsulated (Window 40/13) | 228 | MNB 405 -5B-40/13 (400/5A- Nylon Encapsulated MNB3 Secondary 5 A- Class 1- Burden 5VA) | 3555 | 3001225 | 85381090
3554 | Finished Good | Metering Current Transformers | NYLON ENCAPSULATED ( ROUND ID & WINDOW TYPE ) | Nylon Encapsulated (50/13) | 229 | MNB 405 -5A-50/13 (400/5A- Nylon Encapsulated MNB4 Secondary 5A- Class 3- Burden 5VA) | 3554 | 3001181 | 85381090
3553 | Finished Good | Metering Current Transformers | NYLON ENCAPSULATED ( ROUND ID & WINDOW TYPE ) | Nylon Encapsulated (Window 40/13) | 228 | MNB 405 -5A-40/13 (400/5A- Nylon Encapsulated MNB3 Secondary 5 A- Class 3- Burden 5VA) | 3553 | 3001233 | 85381090
3552 | Finished Good | Metering Current Transformers | NYLON ENCAPSULATED ( ROUND ID & WINDOW TYPE ) | Nylon Encapsulated (Window 40/13) | 228 | MNB 405 -15C-40/13 (400/5A- Nylon Encapsulated MNB3 Secondary 5A- Class 0.5- Burden 15VA) | 3552 | 3001185 | 85381090
3551 | Finished Good | Metering Current Transformers | NYLON ENCAPSULATED ( ROUND ID & WINDOW TYPE ) | Nylon Encapsulated (50/13) | 229 | MNB 405 -15A-50/13 (400/5A- Nylon Encapsulated MNB4 Secondary 5A- Class 3- Burden 15VA) | 3551 | 3001141 | 85381090
3550 | Finished Good | Metering Current Transformers | NYLON ENCAPSULATED ( ROUND ID & WINDOW TYPE ) | Nylon Encapsulated (Window 40/13) | 228 | MNB 405 -15A-40/13 (400/5A- Nylon Encapsulated MNB3 Secondary 5 A- Class 3- Burden 15VA) | 3550 | 3001193 | 85381090
3549 | Finished Good | Metering Current Transformers | NYLON ENCAPSULATED ( ROUND ID & WINDOW TYPE ) | Nylon Encapsulated (50/13) | 229 | MNB 405 -10C-50/13 (400/5A- Nylon Encapsulated MNB4 Secondary 5A- Class 0.5- Burden 10VA) | 3549 | 3001134 | 85381090
3548 | Finished Good | Metering Current Transformers | NYLON ENCAPSULATED ( ROUND ID & WINDOW TYPE ) | Nylon Encapsulated (Window 40/13) | 228 | MNB 405 -10C-40/13 (400/5A- Nylon Encapsulated MNB3 Secondary 5A- Class 0.5- Burden 10VA) | 3548 | 3001188 | 85381090
3547 | Finished Good | Metering Current Transformers | NYLON ENCAPSULATED ( ROUND ID & WINDOW TYPE ) | Nylon Encapsulated (50/13) | 229 | MNB 405 -10B-50/13 (400/5A- Nylon Encapsulated MNB4 Secondary 5A- Class 1- Burden 10VA) | 3547 | 3001149 | 85381090
3546 | Finished Good | Metering Current Transformers | NYLON ENCAPSULATED ( ROUND ID & WINDOW TYPE ) | Nylon Encapsulated (Window 40/13) | 228 | MNB 405 -10B-40/13 (400/5A- Nylon Encapsulated MNB3 Secondary 5 A- Class 1- Burden 10VA) | 3546 | 3001201 | 85381090
3545 | Finished Good | Metering Current Transformers | NYLON ENCAPSULATED ( ROUND ID & WINDOW TYPE ) | Nylon Encapsulated (50/13) | 229 | MNB 405 -10A-50/13 (400/5A- Nylon Encapsulated MNB4 Secondary 5A- Class 3- Burden 10VA) | 3545 | 3001157 | 85381090
3544 | Finished Good | Metering Current Transformers | NYLON ENCAPSULATED ( ROUND ID & WINDOW TYPE ) | Nylon Encapsulated (Window 40/13) | 228 | MNB 405 -10A-40/13 (400/5A- Nylon Encapsulated MNB3 Secondary 5 A- Class 3- Burden 10VA) | 3544 | 3001209 | 85381090
3543 | Finished Good | Metering Current Transformers | NYLON ENCAPSULATED ( ROUND ID & WINDOW TYPE ) | Nylon Encapsulated (50/13) | 229 | MNB 401 -5C-50/13 (400/1A- Nylon Encapsulated MNB4 Secondary 1A- Class 0.5- Burden 5VA) | 3543 | 3001161 | 85381090
3542 | Finished Good | Metering Current Transformers | NYLON ENCAPSULATED ( ROUND ID & WINDOW TYPE ) | Nylon Encapsulated (Window 40/13) | 228 | MNB 401 -5C-40/13 (400/1A- Nylon Encapsulated MNB3 Secondary 1A- Class 0.5- Burden 5VA) | 3542 | 3001213 | 85381090
3541 | Finished Good | Metering Current Transformers | NYLON ENCAPSULATED ( ROUND ID & WINDOW TYPE ) | Nylon Encapsulated (50/13) | 229 | MNB 401 -5B-50/13 (400/1A- Nylon Encapsulated MNB4 Secondary 1A- Class 1- Burden 5VA) | 3541 | 3001169 | 85381090
3540 | Finished Good | Metering Current Transformers | NYLON ENCAPSULATED ( ROUND ID & WINDOW TYPE ) | Nylon Encapsulated (Window 40/13) | 228 | MNB 401 -5B-40/13 (400/1A- Nylon Encapsulated MNB3 Secondary 1A- Class 1- Burden 5VA) | 3540 | 3001221 | 85381090
3539 | Finished Good | Metering Current Transformers | NYLON ENCAPSULATED ( ROUND ID & WINDOW TYPE ) | Nylon Encapsulated (50/13) | 229 | MNB 401 -5A-50/13 (400/1A- Nylon Encapsulated MNB4 Secondary 1A- Class 3- Burden 5VA) | 3539 | 3001177 | 85381090
3538 | Finished Good | Metering Current Transformers | NYLON ENCAPSULATED ( ROUND ID & WINDOW TYPE ) | Nylon Encapsulated (Window 40/13) | 228 | MNB 401 -5A-40/13 (400/1A- Nylon Encapsulated MNB3 Secondary 1A- Class 3- Burden 5VA) | 3538 | 3001229 | 85381090
3537 | Finished Good | Metering Current Transformers | NYLON ENCAPSULATED ( ROUND ID & WINDOW TYPE ) | Nylon Encapsulated (Window 40/13) | 228 | MNB 401 -15B-40/13 (400/1A- Nylon Encapsulated MNB3 Secondary 1A- Class 0.5- Burden 15VA) | 3537 | 3001186 | 85381090
3536 | Finished Good | Metering Current Transformers | NYLON ENCAPSULATED ( ROUND ID & WINDOW TYPE ) | Nylon Encapsulated (50/13) | 229 | MNB 401 -15A-50/13 (400/1A- Nylon Encapsulated MNB4 Secondary 1A- Class 3- Burden 15VA) | 3536 | 3001137 | 85381090
3535 | Finished Good | Metering Current Transformers | NYLON ENCAPSULATED ( ROUND ID & WINDOW TYPE ) | Nylon Encapsulated (Window 40/13) | 228 | MNB 401 -15A-40/13 (400/1A- Nylon Encapsulated MNB3 Secondary 1A- Class 3- Burden 15VA) | 3535 | 3001189 | 85381090
3534 | Finished Good | Metering Current Transformers | NYLON ENCAPSULATED ( ROUND ID & WINDOW TYPE ) | Nylon Encapsulated (50/13) | 229 | MNB 401 -10C-50/13 (400/1A- Nylon Encapsulated MNB4 Secondary 1A- Class 0.5- Burden 10VA) | 3534 | 3001131 | 85381090
3533 | Finished Good | Metering Current Transformers | NYLON ENCAPSULATED ( ROUND ID & WINDOW TYPE ) | Nylon Encapsulated (Window 40/13) | 228 | MNB 401 -10C-40/13 (400/1A- Nylon Encapsulated MNB3 Secondary 1A- Class 0.5- Burden 10VA) | 3533 | 3001187 | 85381090
3532 | Finished Good | Metering Current Transformers | NYLON ENCAPSULATED ( ROUND ID & WINDOW TYPE ) | Nylon Encapsulated (50/13) | 229 | MNB 401 -10B-50/13 (400/1A- Nylon Encapsulated MNB4 Secondary 1A- Class 1- Burden 10VA) | 3532 | 3001145 | 85381090
3531 | Finished Good | Metering Current Transformers | NYLON ENCAPSULATED ( ROUND ID & WINDOW TYPE ) | Nylon Encapsulated (Window 40/13) | 228 | MNB 401 -10B-40/13 (400/1A- Nylon Encapsulated MNB3 Secondary 1A- Class 1- Burden 10VA) | 3531 | 3001197 | 85381090
3530 | Finished Good | Metering Current Transformers | NYLON ENCAPSULATED ( ROUND ID & WINDOW TYPE ) | Nylon Encapsulated (50/13) | 229 | MNB 401 -10A-50/13 (400/1A- Nylon Encapsulated MNB4 Secondary 1A- Class 3- Burden 10VA) | 3530 | 3001153 | 85381090
3529 | Finished Good | Metering Current Transformers | NYLON ENCAPSULATED ( ROUND ID & WINDOW TYPE ) | Nylon Encapsulated (Window 40/13) | 228 | MNB 401 -10A-40/13 (400/1A- Nylon Encapsulated MNB3 Secondary 1A- Class 3- Burden 10VA) | 3529 | 3001205 | 85381090
3528 | Finished Good | Metering Current Transformers | NYLON ENCAPSULATED ( ROUND ID & WINDOW TYPE ) | Nylon Encapsulated (Window 33/16) | 227 | MNB 35-5C-33/16-(4T) (30/5A- Nylon Encapsulated MNB2 Secondary 5 A- Class 0.5- Burden 5VA) | 3528 | 3001275 | 85381090
3527 | Finished Good | Metering Current Transformers | NYLON ENCAPSULATED ( ROUND ID & WINDOW TYPE ) | Nylon Encapsulated (Window 33/16) | 227 | MNB 35-5B-33/16-(4T) (30/5A- Nylon Encapsulated MNB2 Secondary 5 A- Class 1- Burden 5VA) | 3527 | 3001297 | 85381090
3526 | Finished Good | Metering Current Transformers | NYLON ENCAPSULATED ( ROUND ID & WINDOW TYPE ) | Nylon Encapsulated (window 20) | 226 | MNB 35-5B-20-(4T) (30/5A- Nylon Encapsulated MNB1 Secondary 5 A- Class 1- Burden 5VA) | 3526 | 3001395 | 85381090
3525 | Finished Good | Metering Current Transformers | NYLON ENCAPSULATED ( ROUND ID & WINDOW TYPE ) | Nylon Encapsulated (Window 33/16) | 227 | MNB 35-5A-33/16-(4T) (30/5A- Nylon Encapsulated MNB2 Secondary 5 A- Class 3- Burden 5VA) | 3525 | 3001319 | 85381090
3524 | Finished Good | Metering Current Transformers | NYLON ENCAPSULATED ( ROUND ID & WINDOW TYPE ) | Nylon Encapsulated (window 20) | 226 | MNB 35-5A-20-(4T) (30/5A- Nylon Encapsulated MNB1 Secondary 5 A- Class 3- Burden 5VA) | 3524 | 3001413 | 85381090
3523 | Finished Good | Metering Current Transformers | NYLON ENCAPSULATED ( ROUND ID & WINDOW TYPE ) | Nylon Encapsulated (Window 33/16) | 227 | MNB 35-2.5C-33/16-(4T) (30/5A- Nylon Encapsulated MNB2 Secondary 5 A- Class 0.5- Burden 2.5VA) | 3523 | 3001341 | 85381090
3522 | Finished Good | Metering Current Transformers | NYLON ENCAPSULATED ( ROUND ID & WINDOW TYPE ) | Nylon Encapsulated (window 20) | 226 | MNB 35-2.5C-20-(4T) (30/5A- Nylon Encapsulated MNB1 Secondary 5 A- Class 0.5- Burden 2.5VA) | 3522 | 3001431 | 85381090
3521 | Finished Good | Metering Current Transformers | NYLON ENCAPSULATED ( ROUND ID & WINDOW TYPE ) | Nylon Encapsulated (Window 33/16) | 227 | MNB 35-2.5B-33/16-(4T) (30/5A- Nylon Encapsulated MNB2 Secondary 5 A- Class 1- Burden 2.5VA) | 3521 | 3001359 | 85381090
3520 | Finished Good | Metering Current Transformers | NYLON ENCAPSULATED ( ROUND ID & WINDOW TYPE ) | Nylon Encapsulated (window 20) | 226 | MNB 35-2.5B-20-(4T) (30/5A- Nylon Encapsulated MNB1 Secondary 5 A- Class 1- Burden 2.5VA) | 3520 | 3001449 | 85381090
3519 | Finished Good | Metering Current Transformers | NYLON ENCAPSULATED ( ROUND ID & WINDOW TYPE ) | Nylon Encapsulated (Window 33/16) | 227 | MNB 35-2.5A-33/16-(4T) (30/5A- Nylon Encapsulated MNB2 Secondary 5 A- Class 3- Burden 2.5VA) | 3519 | 3001377 | 85381090
3518 | Finished Good | Metering Current Transformers | NYLON ENCAPSULATED ( ROUND ID & WINDOW TYPE ) | Nylon Encapsulated (window 20) | 226 | MNB 35-2.5A-20-(4T) (30/5A- Nylon Encapsulated MNB1 Secondary 5 A- Class 3- Burden 2.5VA) | 3518 | 3001467 | 85381090
3517 | Finished Good | Metering Current Transformers | NYLON ENCAPSULATED ( ROUND ID & WINDOW TYPE ) | Nylon Encapsulated (Window 33/16) | 227 | MNB 31-5C-33/16-(4T) (30/1A- Nylon Encapsulated MNB2 Secondary 1 A- Class 0.5- Burden 5VA) | 3517 | 3001264 | 85381090
3516 | Finished Good | Metering Current Transformers | NYLON ENCAPSULATED ( ROUND ID & WINDOW TYPE ) | Nylon Encapsulated (Window 33/16) | 227 | MNB 31-5B-33/16-(4T) (30/1A- Nylon Encapsulated MNB2 Secondary 1 A- Class 1- Burden 5VA) | 3516 | 3001286 | 85381090
3515 | Finished Good | Metering Current Transformers | NYLON ENCAPSULATED ( ROUND ID & WINDOW TYPE ) | Nylon Encapsulated (window 20) | 226 | MNB 31-5B-20-(4T) (30/1A- Nylon Encapsulated MNB1 Secondary 1 A- Class 1- Burden 5VA) | 3515 | 3001386 | 85381090
3514 | Finished Good | Metering Current Transformers | NYLON ENCAPSULATED ( ROUND ID & WINDOW TYPE ) | Nylon Encapsulated (Window 33/16) | 227 | MNB 31-5A-33/16-(4T) (30/1A- Nylon Encapsulated MNB2 Secondary 1 A- Class 3- Burden 5VA) | 3514 | 3001308 | 85381090
3513 | Finished Good | Metering Current Transformers | NYLON ENCAPSULATED ( ROUND ID & WINDOW TYPE ) | Nylon Encapsulated (window 20) | 226 | MNB 31-5A-20-(4T) (30/1A- Nylon Encapsulated MNB1 Secondary 1 A- Class 3- Burden 5VA) | 3513 | 3001404 | 85381090
3512 | Finished Good | Metering Current Transformers | NYLON ENCAPSULATED ( ROUND ID & WINDOW TYPE ) | Nylon Encapsulated (Window 33/16) | 227 | MNB 31-2.5C-33/16-(4T) (30/1A- Nylon Encapsulated MNB2 Secondary 1 A- Class 0.5- Burden 2.5VA) | 3512 | 3001330 | 85381090
3511 | Finished Good | Metering Current Transformers | NYLON ENCAPSULATED ( ROUND ID & WINDOW TYPE ) | Nylon Encapsulated (window 20) | 226 | MNB 31-2.5C-20-(4T) (30/1A- Nylon Encapsulated MNB1 Secondary 1 A- Class 0.5- Burden 2.5VA) | 3511 | 3001422 | 85381090
3510 | Finished Good | Metering Current Transformers | NYLON ENCAPSULATED ( ROUND ID & WINDOW TYPE ) | Nylon Encapsulated (Window 33/16) | 227 | MNB 31-2.5B-33/16-(4T) (30/1A- Nylon Encapsulated MNB2 Secondary 1 A- Class 1- Burden 2.5VA) | 3510 | 3001350 | 85381090
3509 | Finished Good | Metering Current Transformers | NYLON ENCAPSULATED ( ROUND ID & WINDOW TYPE ) | Nylon Encapsulated (window 20) | 226 | MNB 31-2.5B-20-(4T) (30/1A- Nylon Encapsulated MNB1 Secondary 1 A- Class 1- Burden 2.5VA) | 3509 | 3001440 | 85381090
3508 | Finished Good | Metering Current Transformers | NYLON ENCAPSULATED ( ROUND ID & WINDOW TYPE ) | Nylon Encapsulated (Window 33/16) | 227 | MNB 31-2.5A-33/16-(4T) (30/1A- Nylon Encapsulated MNB2 Secondary 1 A- Class 3- Burden 2.5VA) | 3508 | 3001368 | 85381090
3507 | Finished Good | Metering Current Transformers | NYLON ENCAPSULATED ( ROUND ID & WINDOW TYPE ) | Nylon Encapsulated (window 20) | 226 | MNB 31-2.5A-20-(4T) (30/1A- Nylon Encapsulated MNB1 Secondary 1 A- Class 3- Burden 2.5VA) | 3507 | 3001458 | 85381090
3506 | Finished Good | Metering Current Transformers | NYLON ENCAPSULATED ( ROUND ID & WINDOW TYPE ) | Nylon Encapsulated (Window 33/16) | 227 | MNB 30-5C-33/16-(4T) (25/5A- Nylon Encapsulated MNB2 Secondary 5 A- Class 0.5- Burden 5VA) | 3506 | 3001276 | 85381090
3505 | Finished Good | Metering Current Transformers | NYLON ENCAPSULATED ( ROUND ID & WINDOW TYPE ) | Nylon Encapsulated (Window 33/16) | 227 | MNB 30-5B-33/16-(4T) (25/5A- Nylon Encapsulated MNB2 Secondary 5 A- Class 1- Burden 5VA) | 3505 | 3001298 | 85381090
3504 | Finished Good | Metering Current Transformers | NYLON ENCAPSULATED ( ROUND ID & WINDOW TYPE ) | Nylon Encapsulated (window 20) | 226 | MNB 30-5B-20-(4T) (25/5A- Nylon Encapsulated MNB1 Secondary 5 A- Class 1- Burden 5VA) | 3504 | 3001396 | 85381090
3503 | Finished Good | Metering Current Transformers | NYLON ENCAPSULATED ( ROUND ID & WINDOW TYPE ) | Nylon Encapsulated (Window 33/16) | 227 | MNB 30-5A-33/16-(4T) (25/5A- Nylon Encapsulated MNB2 Secondary 5 A- Class 3- Burden 5VA) | 3503 | 3001320 | 85381090
3502 | Finished Good | Metering Current Transformers | NYLON ENCAPSULATED ( ROUND ID & WINDOW TYPE ) | Nylon Encapsulated (window 20) | 226 | MNB 30-5A-20-(4T) (25/5A- Nylon Encapsulated MNB1 Secondary 5 A- Class 3- Burden 5VA) | 3502 | 3001414 | 85381090
3501 | Finished Good | Metering Current Transformers | NYLON ENCAPSULATED ( ROUND ID & WINDOW TYPE ) | Nylon Encapsulated (50/13) | 229 | MNB 305 -5C-50/13 (300/5A- Nylon Encapsulated MNB4 Secondary 5A- Class 0.5- Burden 5VA) | 3501 | 3001166 | 85381090
3500 | Finished Good | Metering Current Transformers | NYLON ENCAPSULATED ( ROUND ID & WINDOW TYPE ) | Nylon Encapsulated (Window 40/13) | 228 | MNB 305 -5C-40/13 (300/5A- Nylon Encapsulated MNB3 Secondary 5 A- Class 0.5- Burden 5VA) | 3500 | 3001218 | 85381090
3499 | Finished Good | Metering Current Transformers | NYLON ENCAPSULATED ( ROUND ID & WINDOW TYPE ) | Nylon Encapsulated (50/13) | 229 | MNB 305 -5B-50/13 (300/5A- Nylon Encapsulated MNB4 Secondary 5A- Class 1- Burden 5VA) | 3499 | 3001174 | 85381090
3498 | Finished Good | Metering Current Transformers | NYLON ENCAPSULATED ( ROUND ID & WINDOW TYPE ) | Nylon Encapsulated (Window 40/13) | 228 | MNB 305 -5B-40/13 (300/5A- Nylon Encapsulated MNB3 Secondary 5 A- Class 1- Burden 5VA) | 3498 | 3001226 | 85381090
3497 | Finished Good | Metering Current Transformers | NYLON ENCAPSULATED ( ROUND ID & WINDOW TYPE ) | Nylon Encapsulated (50/13) | 229 | MNB 305 -5A-50/13 (300/5A- Nylon Encapsulated MNB4 Secondary 5A- Class 3- Burden 5VA) | 3497 | 3001182 | 85381090
3496 | Finished Good | Metering Current Transformers | NYLON ENCAPSULATED ( ROUND ID & WINDOW TYPE ) | Nylon Encapsulated (Window 40/13) | 228 | MNB 305 -5A-40/13 (300/5A- Nylon Encapsulated MNB3 Secondary 5 A- Class 3- Burden 5VA) | 3496 | 3001234 | 85381090
3495 | Finished Good | Metering Current Transformers | NYLON ENCAPSULATED ( ROUND ID & WINDOW TYPE ) | Nylon Encapsulated (50/13) | 229 | MNB 305 -2.5C-50/13 (300/5A- Nylon Encapsulated MNB4 Secondary 5A- Class 0.5- Burden 2.5VA) | 3495 | 3001184 | 85381090
3494 | Finished Good | Metering Current Transformers | NYLON ENCAPSULATED ( ROUND ID & WINDOW TYPE ) | Nylon Encapsulated (Window 40/13) | 228 | MNB 305 -2.5C-40/13 (300/5A- Nylon Encapsulated MNB3 Secondary 5 A- Class 0.5- Burden 2.5VA) | 3494 | 3001240 | 85381090
3493 | Finished Good | Metering Current Transformers | NYLON ENCAPSULATED ( ROUND ID & WINDOW TYPE ) | Nylon Encapsulated (50/13) | 229 | MNB 305 -15A-50/13 (300/5A- Nylon Encapsulated MNB4 Secondary 5A- Class 3- Burden 15VA) | 3493 | 3001142 | 85381090
3492 | Finished Good | Metering Current Transformers | NYLON ENCAPSULATED ( ROUND ID & WINDOW TYPE ) | Nylon Encapsulated (Window 40/13) | 228 | MNB 305 -15A-40/13 (300/5A- Nylon Encapsulated MNB3 Secondary 5 A- Class 3- Burden 15VA) | 3492 | 3001194 | 85381090
3491 | Finished Good | Metering Current Transformers | NYLON ENCAPSULATED ( ROUND ID & WINDOW TYPE ) | Nylon Encapsulated (50/13) | 229 | MNB 305 -10B-50/13 (300/5A- Nylon Encapsulated MNB4 Secondary 5A- Class 1- Burden 10VA) | 3491 | 3001150 | 85381090
3490 | Finished Good | Metering Current Transformers | NYLON ENCAPSULATED ( ROUND ID & WINDOW TYPE ) | Nylon Encapsulated (Window 40/13) | 228 | MNB 305 -10B-40/13 (300/5A- Nylon Encapsulated MNB3 Secondary 5 A- Class 1- Burden 10VA) | 3490 | 3001202 | 85381090
3489 | Finished Good | Metering Current Transformers | NYLON ENCAPSULATED ( ROUND ID & WINDOW TYPE ) | Nylon Encapsulated (50/13) | 229 | MNB 305 -10A-50/13 (300/5A- Nylon Encapsulated MNB4 Secondary 5A- Class 3- Burden 10VA) | 3489 | 3001158 | 85381090
3488 | Finished Good | Metering Current Transformers | NYLON ENCAPSULATED ( ROUND ID & WINDOW TYPE ) | Nylon Encapsulated (Window 40/13) | 228 | MNB 305 -10A-40/13 (300/5A- Nylon Encapsulated MNB3 Secondary 5 A- Class 3- Burden 10VA) | 3488 | 3001210 | 85381090
3487 | Finished Good | Metering Current Transformers | NYLON ENCAPSULATED ( ROUND ID & WINDOW TYPE ) | Nylon Encapsulated (Window 33/16) | 227 | MNB 30-2.5C-33/16-(4T) (25/5A- Nylon Encapsulated MNB2 Secondary 5 A- Class 0.5- Burden 2.5VA) | 3487 | 3001342 | 85381090
3486 | Finished Good | Metering Current Transformers | NYLON ENCAPSULATED ( ROUND ID & WINDOW TYPE ) | Nylon Encapsulated (window 20) | 226 | MNB 30-2.5C-20-(4T) (25/5A- Nylon Encapsulated MNB1 Secondary 5 A- Class 0.5- Burden 2.5VA) | 3486 | 3001432 | 85381090
3485 | Finished Good | Metering Current Transformers | NYLON ENCAPSULATED ( ROUND ID & WINDOW TYPE ) | Nylon Encapsulated (Window 33/16) | 227 | MNB 30-2.5B-33/16-(4T) (25/5A- Nylon Encapsulated MNB2 Secondary 5 A- Class 1- Burden 2.5VA) | 3485 | 3001360 | 85381090
3484 | Finished Good | Metering Current Transformers | NYLON ENCAPSULATED ( ROUND ID & WINDOW TYPE ) | Nylon Encapsulated (window 20) | 226 | MNB 30-2.5B-20-(4T) (25/5A- Nylon Encapsulated MNB1 Secondary 5 A- Class 1- Burden 2.5VA) | 3484 | 3001450 | 85381090
3483 | Finished Good | Metering Current Transformers | NYLON ENCAPSULATED ( ROUND ID & WINDOW TYPE ) | Nylon Encapsulated (Window 33/16) | 227 | MNB 30-2.5A-33/16-(4T) (25/5A- Nylon Encapsulated MNB2 Secondary 5 A- Class 3- Burden 2.5VA) | 3483 | 3001378 | 85381090
3482 | Finished Good | Metering Current Transformers | NYLON ENCAPSULATED ( ROUND ID & WINDOW TYPE ) | Nylon Encapsulated (window 20) | 226 | MNB 30-2.5A-20-(4T) (25/5A- Nylon Encapsulated MNB1 Secondary 5 A- Class 3- Burden 2.5VA) | 3482 | 3001468 | 85381090
3481 | Finished Good | Metering Current Transformers | NYLON ENCAPSULATED ( ROUND ID & WINDOW TYPE ) | Nylon Encapsulated (50/13) | 229 | MNB 301 -5C-50/13 (300/1A- Nylon Encapsulated MNB4 Secondary 1A- Class 0.5- Burden 5VA) | 3481 | 3001162 | 85381090
3480 | Finished Good | Metering Current Transformers | NYLON ENCAPSULATED ( ROUND ID & WINDOW TYPE ) | Nylon Encapsulated (Window 40/13) | 228 | MNB 301 -5C-40/13 (300/1A- Nylon Encapsulated MNB3 Secondary 1A- Class 0.5- Burden 5VA) | 3480 | 3001214 | 85381090
3479 | Finished Good | Metering Current Transformers | NYLON ENCAPSULATED ( ROUND ID & WINDOW TYPE ) | Nylon Encapsulated (50/13) | 229 | MNB 301 -5B-50/13 (300/1A- Nylon Encapsulated MNB4 Secondary 1A- Class 1- Burden 5VA) | 3479 | 3001170 | 85381090
3478 | Finished Good | Metering Current Transformers | NYLON ENCAPSULATED ( ROUND ID & WINDOW TYPE ) | Nylon Encapsulated (Window 40/13) | 228 | MNB 301 -5B-40/13 (300/1A- Nylon Encapsulated MNB3 Secondary 1A- Class 1- Burden 5VA) | 3478 | 3001222 | 85381090
3477 | Finished Good | Metering Current Transformers | NYLON ENCAPSULATED ( ROUND ID & WINDOW TYPE ) | Nylon Encapsulated (50/13) | 229 | MNB 301 -5A-50/13 (300/1A- Nylon Encapsulated MNB4 Secondary 1A- Class 3- Burden 5VA) | 3477 | 3001178 | 85381090
3476 | Finished Good | Metering Current Transformers | NYLON ENCAPSULATED ( ROUND ID & WINDOW TYPE ) | Nylon Encapsulated (Window 40/13) | 228 | MNB 301 -5A-40/13 (300/1A- Nylon Encapsulated MNB3 Secondary 1A- Class 3- Burden 5VA) | 3476 | 3001230 | 85381090
3475 | Finished Good | Metering Current Transformers | NYLON ENCAPSULATED ( ROUND ID & WINDOW TYPE ) | Nylon Encapsulated (50/13) | 229 | MNB 301 -2.5C-50/13 (300/1A- Nylon Encapsulated MNB4 Secondary 1A- Class 0.5- Burden 2.5VA) | 3475 | 3001183 | 85381090
3474 | Finished Good | Metering Current Transformers | NYLON ENCAPSULATED ( ROUND ID & WINDOW TYPE ) | Nylon Encapsulated (Window 40/13) | 228 | MNB 301 -2.5C-40/13 (300/1A- Nylon Encapsulated MNB3 Secondary 1 A- Class 0.5- Burden 2.5VA) | 3474 | 3001237 | 85381090
3473 | Finished Good | Metering Current Transformers | NYLON ENCAPSULATED ( ROUND ID & WINDOW TYPE ) | Nylon Encapsulated (50/13) | 229 | MNB 301 -15A-50/13 (300/1A- Nylon Encapsulated MNB4 Secondary 1A- Class 3- Burden 15VA) | 3473 | 3001138 | 85381090
3472 | Finished Good | Metering Current Transformers | NYLON ENCAPSULATED ( ROUND ID & WINDOW TYPE ) | Nylon Encapsulated (Window 40/13) | 228 | MNB 301 -15A-40/13 (300/1A- Nylon Encapsulated MNB3 Secondary 1A- Class 3- Burden 15VA) | 3472 | 3001190 | 85381090
3471 | Finished Good | Metering Current Transformers | NYLON ENCAPSULATED ( ROUND ID & WINDOW TYPE ) | Nylon Encapsulated (50/13) | 229 | MNB 301 -10B-50/13 (300/1A- Nylon Encapsulated MNB4 Secondary 1A- Class 1- Burden 10VA) | 3471 | 3001146 | 85381090
3470 | Finished Good | Metering Current Transformers | NYLON ENCAPSULATED ( ROUND ID & WINDOW TYPE ) | Nylon Encapsulated (Window 40/13) | 228 | MNB 301 -10B-40/13 (300/1A- Nylon Encapsulated MNB3 Secondary 1A- Class 1- Burden 10VA) | 3470 | 3001198 | 85381090
3469 | Finished Good | Metering Current Transformers | NYLON ENCAPSULATED ( ROUND ID & WINDOW TYPE ) | Nylon Encapsulated (50/13) | 229 | MNB 301 -10A-50/13 (300/1A- Nylon Encapsulated MNB4 Secondary 1A- Class 3- Burden 10VA) | 3469 | 3001154 | 85381090
3468 | Finished Good | Metering Current Transformers | NYLON ENCAPSULATED ( ROUND ID & WINDOW TYPE ) | Nylon Encapsulated (Window 40/13) | 228 | MNB 301 -10A-40/13 (300/1A- Nylon Encapsulated MNB3 Secondary 1A- Class 3- Burden 10VA) | 3468 | 3001206 | 85381090
3467 | Finished Good | Metering Current Transformers | NYLON ENCAPSULATED ( ROUND ID & WINDOW TYPE ) | Nylon Encapsulated (Window 33/16) | 227 | MNB 26--5C-(4T) (25/1A- Nylon Encapsulated MNB2 Secondary 1 A- Class 0.5- Burden 5VA) | 3467 | 3001265 | 85381090
3466 | Finished Good | Metering Current Transformers | NYLON ENCAPSULATED ( ROUND ID & WINDOW TYPE ) | Nylon Encapsulated (window 20) | 226 | MNB 26-5B-20-(4T) (25/1A- Nylon Encapsulated MNB1 Secondary 1 A- Class 1- Burden 5VA) | 3466 | 3001387 | 85381090
3465 | Finished Good | Metering Current Transformers | NYLON ENCAPSULATED ( ROUND ID & WINDOW TYPE ) | Nylon Encapsulated (Window 33/16) | 227 | MNB 26--5B-(4T) (25/1A- Nylon Encapsulated MNB2 Secondary 1 A- Class 1- Burden 5VA) | 3465 | 3001287 | 85381090
3464 | Finished Good | Metering Current Transformers | NYLON ENCAPSULATED ( ROUND ID & WINDOW TYPE ) | Nylon Encapsulated (Window 33/16) | 227 | MNB 26-5A-33/16(4T) (25/1A- Nylon Encapsulated MNB2 Secondary 1 A- Class 3- Burden 5VA) | 3464 | 3001309 | 85381090
3463 | Finished Good | Metering Current Transformers | NYLON ENCAPSULATED ( ROUND ID & WINDOW TYPE ) | Nylon Encapsulated (window 20) | 226 | MNB 26-5A-20-(4T) (25/1A- Nylon Encapsulated MNB1 Secondary 1 A- Class 3- Burden 5VA) | 3463 | 3001405 | 85381090
3462 | Finished Good | Metering Current Transformers | NYLON ENCAPSULATED ( ROUND ID & WINDOW TYPE ) | Nylon Encapsulated (window 20) | 226 | MNB 26-2.5C-20-(4T) (25/1A- Nylon Encapsulated MNB1 Secondary 1 A- Class 0.5- Burden 2.5VA) | 3462 | 3001423 | 85381090
3461 | Finished Good | Metering Current Transformers | NYLON ENCAPSULATED ( ROUND ID & WINDOW TYPE ) | Nylon Encapsulated (Window 33/16) | 227 | MNB 26--2.5C-(4T) (25/1A- Nylon Encapsulated MNB2 Secondary 1 A- Class 0.5- Burden 2.5VA) | 3461 | 3001331 | 85381090
3460 | Finished Good | Metering Current Transformers | NYLON ENCAPSULATED ( ROUND ID & WINDOW TYPE ) | Nylon Encapsulated (window 20) | 226 | MNB 26-2.5B-20-(4T) (25/1A- Nylon Encapsulated MNB1 Secondary 1 A- Class 1- Burden 2.5VA) | 3460 | 3001441 | 85381090
3459 | Finished Good | Metering Current Transformers | NYLON ENCAPSULATED ( ROUND ID & WINDOW TYPE ) | Nylon Encapsulated (Window 33/16) | 227 | MNB 26--2.5B-(4T) (25/1A- Nylon Encapsulated MNB2 Secondary 1 A- Class 1- Burden 2.5VA) | 3459 | 3001351 | 85381090
3458 | Finished Good | Metering Current Transformers | NYLON ENCAPSULATED ( ROUND ID & WINDOW TYPE ) | Nylon Encapsulated (window 20) | 226 | MNB 26-2.5A-20-(4T) (25/1A- Nylon Encapsulated MNB1 Secondary 1 A- Class 3- Burden 2.5VA) | 3458 | 3001459 | 85381090
3457 | Finished Good | Metering Current Transformers | NYLON ENCAPSULATED ( ROUND ID & WINDOW TYPE ) | Nylon Encapsulated (Window 33/16) | 227 | MNB 26--2.5A-(4T) (25/1A- Nylon Encapsulated MNB2 Secondary 1 A- Class 3- Burden 2.5VA) | 3457 | 3001369 | 85381090
3456 | Finished Good | Metering Current Transformers | NYLON ENCAPSULATED ( ROUND ID & WINDOW TYPE ) | Nylon Encapsulated (Window 40/13) | 228 | MNB 255 -5C-40/13 (250/5A- Nylon Encapsulated MNB3 Secondary 5 A- Class 0.5- Burden 5VA) | 3456 | 3001219 | 85381090
3455 | Finished Good | Metering Current Transformers | NYLON ENCAPSULATED ( ROUND ID & WINDOW TYPE ) | Nylon Encapsulated (Window 33/16) | 227 | MNB 255 -5C-33/16 (250/5A- Nylon Encapsulated MNB2 Secondary 5 A- Class 0.5- Burden 5VA) | 3455 | 3001266 | 85381090
3454 | Finished Good | Metering Current Transformers | NYLON ENCAPSULATED ( ROUND ID & WINDOW TYPE ) | Nylon Encapsulated (Window 40/13) | 228 | MNB 255 -5B-40/13 (250/5A- Nylon Encapsulated MNB3 Secondary 5 A- Class 1- Burden 5VA) | 3454 | 3001227 | 85381090
3453 | Finished Good | Metering Current Transformers | NYLON ENCAPSULATED ( ROUND ID & WINDOW TYPE ) | Nylon Encapsulated (Window 33/16) | 227 | MNB 255 -5B-33/16 (250/5A- Nylon Encapsulated MNB2 Secondary 5 A- Class 1- Burden 5VA) | 3453 | 3001288 | 85381090
3452 | Finished Good | Metering Current Transformers | NYLON ENCAPSULATED ( ROUND ID & WINDOW TYPE ) | Nylon Encapsulated (Window 40/13) | 228 | MNB 255 -5A-40/13 (250/5A- Nylon Encapsulated MNB3 Secondary 5 A- Class 3- Burden 5VA) | 3452 | 3001235 | 85381090
3451 | Finished Good | Metering Current Transformers | NYLON ENCAPSULATED ( ROUND ID & WINDOW TYPE ) | Nylon Encapsulated (Window 33/16) | 227 | MNB 255 -5A-33/16 (250/5A- Nylon Encapsulated MNB2 Secondary 5 A- Class 3- Burden 5VA) | 3451 | 3001310 | 85381090
3450 | Finished Good | Metering Current Transformers | NYLON ENCAPSULATED ( ROUND ID & WINDOW TYPE ) | Nylon Encapsulated (Window 40/13) | 228 | MNB 255 -2.5C-40/13 (250/5A- Nylon Encapsulated MNB3 Secondary 5 A- Class 0.5- Burden 2.5VA) | 3450 | 3001241 | 85381090
3449 | Finished Good | Metering Current Transformers | NYLON ENCAPSULATED ( ROUND ID & WINDOW TYPE ) | Nylon Encapsulated (Window 33/16) | 227 | MNB 255 -2.5C-33/16 (250/5A- Nylon Encapsulated MNB2 Secondary 5 A- Class 0.5- Burden 2.5VA) | 3449 | 3001332 | 85381090
3448 | Finished Good | Metering Current Transformers | NYLON ENCAPSULATED ( ROUND ID & WINDOW TYPE ) | Nylon Encapsulated (Window 40/13) | 228 | MNB 255 -15A-40/13 (250/5A- Nylon Encapsulated MNB3 Secondary 5 A- Class 3- Burden 15VA) | 3448 | 3001195 | 85381090
3447 | Finished Good | Metering Current Transformers | NYLON ENCAPSULATED ( ROUND ID & WINDOW TYPE ) | Nylon Encapsulated (Window 33/16) | 227 | MNB 255 -15A-33/16 (250/5A- Nylon Encapsulated MNB2 Secondary 5 A- Class 3- Burden 15VA) | 3447 | 3001245 | 85381090
3446 | Finished Good | Metering Current Transformers | NYLON ENCAPSULATED ( ROUND ID & WINDOW TYPE ) | Nylon Encapsulated (Window 40/13) | 228 | MNB 255 -10B-40/13 (250/5A- Nylon Encapsulated MNB3 Secondary 5 A- Class 1- Burden 10VA) | 3446 | 3001203 | 85381090
3445 | Finished Good | Metering Current Transformers | NYLON ENCAPSULATED ( ROUND ID & WINDOW TYPE ) | Nylon Encapsulated (Window 33/16) | 227 | MNB 255 -10B-33/16 (250/5A- Nylon Encapsulated MNB2 Secondary 5 A- Class 1- Burden 10VA) | 3445 | 3001249 | 85381090
3444 | Finished Good | Metering Current Transformers | NYLON ENCAPSULATED ( ROUND ID & WINDOW TYPE ) | Nylon Encapsulated (Window 40/13) | 228 | MNB 255 -10A-40/13 (250/5A- Nylon Encapsulated MNB3 Secondary 5 A- Class 3- Burden 10VA) | 3444 | 3001211 | 85381090
3443 | Finished Good | Metering Current Transformers | NYLON ENCAPSULATED ( ROUND ID & WINDOW TYPE ) | Nylon Encapsulated (Window 33/16) | 227 | MNB 255 -10A-33/16 (250/5A- Nylon Encapsulated MNB2 Secondary 5 A- Class 3- Burden 10VA) | 3443 | 3001253 | 85381090
3442 | Finished Good | Metering Current Transformers | NYLON ENCAPSULATED ( ROUND ID & WINDOW TYPE ) | Nylon Encapsulated (Window 40/13) | 228 | MNB 251 -5C-40/13 (250/1A- Nylon Encapsulated MNB3 Secondary 1A- Class 0.5- Burden 5VA) | 3442 | 3001215 | 85381090
3441 | Finished Good | Metering Current Transformers | NYLON ENCAPSULATED ( ROUND ID & WINDOW TYPE ) | Nylon Encapsulated (Window 33/16) | 227 | MNB 251 -5C-33/16 (250/1A- Nylon Encapsulated MNB2 Secondary 1 A- Class 0.5- Burden 5VA) | 3441 | 3001255 | 85381090
3440 | Finished Good | Metering Current Transformers | NYLON ENCAPSULATED ( ROUND ID & WINDOW TYPE ) | Nylon Encapsulated (Window 40/13) | 228 | MNB 251 -5B-40/13 (250/1A- Nylon Encapsulated MNB3 Secondary 1A- Class 1- Burden 5VA) | 3440 | 3001223 | 85381090
3439 | Finished Good | Metering Current Transformers | NYLON ENCAPSULATED ( ROUND ID & WINDOW TYPE ) | Nylon Encapsulated (Window 33/16) | 227 | MNB 251 -5B-33/16 (250/1A- Nylon Encapsulated MNB2 Secondary 1 A- Class 1- Burden 5VA) | 3439 | 3001277 | 85381090
3438 | Finished Good | Metering Current Transformers | NYLON ENCAPSULATED ( ROUND ID & WINDOW TYPE ) | Nylon Encapsulated (Window 40/13) | 228 | MNB 251 -5A-40/13 (250/1A- Nylon Encapsulated MNB3 Secondary 1A- Class 3- Burden 5VA) | 3438 | 3001231 | 85381090
3437 | Finished Good | Metering Current Transformers | NYLON ENCAPSULATED ( ROUND ID & WINDOW TYPE ) | Nylon Encapsulated (Window 33/16) | 227 | MNB 251 -5A-33/16 (250/1A- Nylon Encapsulated MNB2 Secondary 1 A- Class 3- Burden 5VA) | 3437 | 3001299 | 85381090
3436 | Finished Good | Metering Current Transformers | NYLON ENCAPSULATED ( ROUND ID & WINDOW TYPE ) | Nylon Encapsulated (Window 40/13) | 228 | MNB 251 -2.5C-40/13 (250/1A- Nylon Encapsulated MNB3 Secondary 1 A- Class 0.5- Burden 2.5VA) | 3436 | 3001238 | 85381090
3435 | Finished Good | Metering Current Transformers | NYLON ENCAPSULATED ( ROUND ID & WINDOW TYPE ) | Nylon Encapsulated (Window 33/16) | 227 | MNB 251 -2.5C-33/16 (250/1A- Nylon Encapsulated MNB2 Secondary 1 A- Class 0.5- Burden 2.5VA) | 3435 | 3001321 | 85381090
3434 | Finished Good | Metering Current Transformers | NYLON ENCAPSULATED ( ROUND ID & WINDOW TYPE ) | Nylon Encapsulated (Window 40/13) | 228 | MNB 251 -15A-40/13 (250/1A- Nylon Encapsulated MNB3 Secondary 1A- Class 3- Burden 15VA) | 3434 | 3001191 | 85381090
3433 | Finished Good | Metering Current Transformers | NYLON ENCAPSULATED ( ROUND ID & WINDOW TYPE ) | Nylon Encapsulated (Window 33/16) | 227 | MNB 251 -15A-33/16 (250/1A- Nylon Encapsulated MNB2 Secondary 1 A- Class 3- Burden 15VA) | 3433 | 3001243 | 85381090
3432 | Finished Good | Metering Current Transformers | NYLON ENCAPSULATED ( ROUND ID & WINDOW TYPE ) | Nylon Encapsulated (Window 40/13) | 228 | MNB 251 -10B-40/13 (250/1A- Nylon Encapsulated MNB3 Secondary 1A- Class 1- Burden 10VA) | 3432 | 3001199 | 85381090
3431 | Finished Good | Metering Current Transformers | NYLON ENCAPSULATED ( ROUND ID & WINDOW TYPE ) | Nylon Encapsulated (Window 33/16) | 227 | MNB 251 -10B-33/16 (250/1A- Nylon Encapsulated MNB2 Secondary 1 A- Class 1- Burden 10VA) | 3431 | 3001247 | 85381090
3430 | Finished Good | Metering Current Transformers | NYLON ENCAPSULATED ( ROUND ID & WINDOW TYPE ) | Nylon Encapsulated (Window 40/13) | 228 | MNB 251 -10A-40/13 (250/1A- Nylon Encapsulated MNB3 Secondary 1A- Class 3- Burden 10VA) | 3430 | 3001207 | 85381090
3429 | Finished Good | Metering Current Transformers | NYLON ENCAPSULATED ( ROUND ID & WINDOW TYPE ) | Nylon Encapsulated (Window 33/16) | 227 | MNB 251 -10A-33/16 (250/1A- Nylon Encapsulated MNB2 Secondary 1 A- Class 3- Burden 10VA) | 3429 | 3001251 | 85381090
3428 | Finished Good | Metering Current Transformers | NYLON ENCAPSULATED ( ROUND ID & WINDOW TYPE ) | Nylon Encapsulated (100/30) | 231 | MNB 2505 -5C-100/30 (2500/5A-Nylon Encapsulated MNB6 Secondary 5A- Class 0.5- Burden 5VA) | 3428 | 3001072 | 85381090
3427 | Finished Good | Metering Current Transformers | NYLON ENCAPSULATED ( ROUND ID & WINDOW TYPE ) | Nylon Encapsulated (100/30) | 231 | MNB 2505 -15B-100/30 (2500/5A-Nylon Encapsulated MNB6 Secondary 5A- Class 1- Burden 10VA) | 3427 | 3001034 | 85381090
3426 | Finished Good | Metering Current Transformers | NYLON ENCAPSULATED ( ROUND ID & WINDOW TYPE ) | Nylon Encapsulated (100/30) | 231 | MNB 2505 -15A-100/30 (2500/5A-Nylon Encapsulated MNB6 Secondary 5A- Class 3- Burden 15VA) | 3426 | 3001049 | 85381090
3425 | Finished Good | Metering Current Transformers | NYLON ENCAPSULATED ( ROUND ID & WINDOW TYPE ) | Nylon Encapsulated (100/30) | 231 | MNB 2505 -10C-100/30 (2500/5A-Nylon Encapsulated MNB6 Secondary 5A- Class 0.5- Burden 10VA) | 3425 | 3001042 | 85381090
3424 | Finished Good | Metering Current Transformers | NYLON ENCAPSULATED ( ROUND ID & WINDOW TYPE ) | Nylon Encapsulated (100/30) | 231 | MNB 2505 -10B-100/30 (2500/5A-Nylon Encapsulated MNB6 Secondary 5A- Class 1- Burden 10VA) | 3424 | 3001057 | 85381090
3423 | Finished Good | Metering Current Transformers | NYLON ENCAPSULATED ( ROUND ID & WINDOW TYPE ) | Nylon Encapsulated (100/30) | 231 | MNB 2505 -10A-100/30 (2500/5A-Nylon Encapsulated MNB6 Secondary 5A- Class 3- Burden 10VA) | 3423 | 3001065 | 85381090
3422 | Finished Good | Metering Current Transformers | NYLON ENCAPSULATED ( ROUND ID & WINDOW TYPE ) | Nylon Encapsulated (100/30) | 231 | MNB 2501 -5C-100/30 (2500/1A-Nylon Encapsulated MNB6 Secondary 1A- Class 0.5- Burden 5VA) | 3422 | 3001069 | 85381090
3421 | Finished Good | Metering Current Transformers | NYLON ENCAPSULATED ( ROUND ID & WINDOW TYPE ) | Nylon Encapsulated (100/30) | 231 | MNB 2501 -15B-100/30 (2500/1A-Nylon Encapsulated MNB6 Secondary 1A- Class 1- Burden 10VA) | 3421 | 3001031 | 85381090
3420 | Finished Good | Metering Current Transformers | NYLON ENCAPSULATED ( ROUND ID & WINDOW TYPE ) | Nylon Encapsulated (100/30) | 231 | MNB 2501 -15A-100/30 (2500/1A-Nylon Encapsulated MNB6 Secondary 1A- Class 3- Burden 15VA) | 3420 | 3001046 | 85381090
3419 | Finished Good | Metering Current Transformers | NYLON ENCAPSULATED ( ROUND ID & WINDOW TYPE ) | Nylon Encapsulated (100/30) | 231 | MNB 2501 -10C-100/30 (2500/1A-Nylon Encapsulated MNB6 Secondary 1A- Class 0.5- Burden 10VA) | 3419 | 3001038 | 85381090
3418 | Finished Good | Metering Current Transformers | NYLON ENCAPSULATED ( ROUND ID & WINDOW TYPE ) | Nylon Encapsulated (100/30) | 231 | MNB 2501 -10B-100/30 (2500/1A-Nylon Encapsulated MNB6 Secondary 1A- Class 1- Burden 10VA) | 3418 | 3001053 | 85381090
3417 | Finished Good | Metering Current Transformers | NYLON ENCAPSULATED ( ROUND ID & WINDOW TYPE ) | Nylon Encapsulated (100/30) | 231 | MNB 2501 -10A-100/30 (2500/1A-Nylon Encapsulated MNB6 Secondary 1A- Class 3- Burden 10VA) | 3417 | 3001061 | 85381090
3416 | Finished Good | Metering Current Transformers | NYLON ENCAPSULATED ( ROUND ID & WINDOW TYPE ) | Nylon Encapsulated (Window 40/13) | 228 | MNB 205 -5C-40/13 (200/5A- Nylon Encapsulated MNB3 Secondary 5 A- Class 0.5- Burden 5VA) | 3416 | 3001220 | 85381090
3415 | Finished Good | Metering Current Transformers | NYLON ENCAPSULATED ( ROUND ID & WINDOW TYPE ) | Nylon Encapsulated (Window 33/16) | 227 | MNB 205 -5C-33/16 (200/5A- Nylon Encapsulated MNB2 Secondary 5 A- Class 0.5- Burden 5VA) | 3415 | 3001267 | 85381090
3414 | Finished Good | Metering Current Transformers | NYLON ENCAPSULATED ( ROUND ID & WINDOW TYPE ) | Nylon Encapsulated (Window 40/13) | 228 | MNB 205 -5B-40/13 (200/5A- Nylon Encapsulated MNB3 Secondary 5 A- Class 1- Burden 5VA) | 3414 | 3001228 | 85381090
3413 | Finished Good | Metering Current Transformers | NYLON ENCAPSULATED ( ROUND ID & WINDOW TYPE ) | Nylon Encapsulated (Window 33/16) | 227 | MNB 205 -5B-33/16 (200/5A- Nylon Encapsulated MNB2 Secondary 5 A- Class 1- Burden 5VA) | 3413 | 3001289 | 85381090
3412 | Finished Good | Metering Current Transformers | NYLON ENCAPSULATED ( ROUND ID & WINDOW TYPE ) | Nylon Encapsulated (Window 40/13) | 228 | MNB 205 -5A-40/13 (200/5A- Nylon Encapsulated MNB3 Secondary 5 A- Class 3- Burden 5VA) | 3412 | 3001236 | 85381090
3411 | Finished Good | Metering Current Transformers | NYLON ENCAPSULATED ( ROUND ID & WINDOW TYPE ) | Nylon Encapsulated (Window 33/16) | 227 | MNB 205 -5A-33/16 (200/5A- Nylon Encapsulated MNB2 Secondary 5 A- Class 3- Burden 5VA) | 3411 | 3001311 | 85381090
3410 | Finished Good | Metering Current Transformers | NYLON ENCAPSULATED ( ROUND ID & WINDOW TYPE ) | Nylon Encapsulated (Window 40/13) | 228 | MNB 205 -2.5C-40/13 (200/5A- Nylon Encapsulated MNB3 Secondary 5 A- Class 0.5- Burden 2.5VA) | 3410 | 3001242 | 85381090
3409 | Finished Good | Metering Current Transformers | NYLON ENCAPSULATED ( ROUND ID & WINDOW TYPE ) | Nylon Encapsulated (Window 33/16) | 227 | MNB 205 -2.5C-33/16 (200/5A- Nylon Encapsulated MNB2 Secondary 5 A- Class 0.5- Burden 2.5VA) | 3409 | 3001333 | 85381090
3408 | Finished Good | Metering Current Transformers | NYLON ENCAPSULATED ( ROUND ID & WINDOW TYPE ) | Nylon Encapsulated (Window 40/13) | 228 | MNB 205 -15A-40/13 (200/5A- Nylon Encapsulated MNB3 Secondary 5 A- Class 3- Burden 15VA) | 3408 | 3001196 | 85381090
3407 | Finished Good | Metering Current Transformers | NYLON ENCAPSULATED ( ROUND ID & WINDOW TYPE ) | Nylon Encapsulated (Window 33/16) | 227 | MNB 205 -15A-33/16 (200/5A- Nylon Encapsulated MNB2 Secondary 5 A- Class 3- Burden 15VA) | 3407 | 3001246 | 85381090
3406 | Finished Good | Metering Current Transformers | NYLON ENCAPSULATED ( ROUND ID & WINDOW TYPE ) | Nylon Encapsulated (Window 40/13) | 228 | MNB 205 -10B-40/13 (200/5A- Nylon Encapsulated MNB3 Secondary 5 A- Class 1- Burden 10VA) | 3406 | 3001204 | 85381090
3405 | Finished Good | Metering Current Transformers | NYLON ENCAPSULATED ( ROUND ID & WINDOW TYPE ) | Nylon Encapsulated (Window 33/16) | 227 | MNB 205 -10B-33/16 (200/5A- Nylon Encapsulated MNB2 Secondary 5 A- Class 1- Burden 10VA) | 3405 | 3001250 | 85381090
3404 | Finished Good | Metering Current Transformers | NYLON ENCAPSULATED ( ROUND ID & WINDOW TYPE ) | Nylon Encapsulated (Window 40/13) | 228 | MNB 205 -10A-40/13 (200/5A- Nylon Encapsulated MNB3 Secondary 5 A- Class 3- Burden 10VA) | 3404 | 3001212 | 85381090
3403 | Finished Good | Metering Current Transformers | NYLON ENCAPSULATED ( ROUND ID & WINDOW TYPE ) | Nylon Encapsulated (Window 33/16) | 227 | MNB 205 -10A-33/16 (200/5A- Nylon Encapsulated MNB2 Secondary 5 A- Class 3- Burden 10VA) | 3403 | 3001254 | 85381090
3402 | Finished Good | Metering Current Transformers | NYLON ENCAPSULATED ( ROUND ID & WINDOW TYPE ) | Nylon Encapsulated (Window 40/13) | 228 | MNB 201 -5C-40/13 (200/1A- Nylon Encapsulated MNB3 Secondary 1A- Class 0.5- Burden 5VA) | 3402 | 3001216 | 85381090
3401 | Finished Good | Metering Current Transformers | NYLON ENCAPSULATED ( ROUND ID & WINDOW TYPE ) | Nylon Encapsulated (Window 33/16) | 227 | MNB 201 -5C-33/16 (200/1A- Nylon Encapsulated MNB2 Secondary 1 A- Class 0.5- Burden 5VA) | 3401 | 3001256 | 85381090
3400 | Finished Good | Metering Current Transformers | NYLON ENCAPSULATED ( ROUND ID & WINDOW TYPE ) | Nylon Encapsulated (Window 40/13) | 228 | MNB 201 -5B-40/13 (200/1A- Nylon Encapsulated MNB3 Secondary 1A- Class 1- Burden 5VA) | 3400 | 3001224 | 85381090
3399 | Finished Good | Metering Current Transformers | NYLON ENCAPSULATED ( ROUND ID & WINDOW TYPE ) | Nylon Encapsulated (Window 33/16) | 227 | MNB 201 -5B-33/16 (200/1A- Nylon Encapsulated MNB2 Secondary 1 A- Class 1- Burden 5VA) | 3399 | 3001278 | 85381090
3398 | Finished Good | Metering Current Transformers | NYLON ENCAPSULATED ( ROUND ID & WINDOW TYPE ) | Nylon Encapsulated (Window 40/13) | 228 | MNB 201 -5A-40/13 (200/1A- Nylon Encapsulated MNB3 Secondary 1A- Class 3- Burden 5VA) | 3398 | 3001232 | 85381090
3397 | Finished Good | Metering Current Transformers | NYLON ENCAPSULATED ( ROUND ID & WINDOW TYPE ) | Nylon Encapsulated (Window 33/16) | 227 | MNB 201 -5A-33/16 (200/1A- Nylon Encapsulated MNB2 Secondary 1 A- Class 3- Burden 5VA) | 3397 | 3001300 | 85381090
3396 | Finished Good | Metering Current Transformers | NYLON ENCAPSULATED ( ROUND ID & WINDOW TYPE ) | Nylon Encapsulated (Window 40/13) | 228 | MNB 201 -2.5C-40/13 (200/1A- Nylon Encapsulated MNB3 Secondary 1 A- Class 0.5- Burden 2.5VA) | 3396 | 3001239 | 85381090
3395 | Finished Good | Metering Current Transformers | NYLON ENCAPSULATED ( ROUND ID & WINDOW TYPE ) | Nylon Encapsulated (Window 33/16) | 227 | MNB 201 -2.5C-33/16 (200/1A- Nylon Encapsulated MNB2 Secondary 1 A- Class 0.5- Burden 2.5VA) | 3395 | 3001322 | 85381090
3394 | Finished Good | Metering Current Transformers | NYLON ENCAPSULATED ( ROUND ID & WINDOW TYPE ) | Nylon Encapsulated (Window 40/13) | 228 | MNB 201 -15A-40/13 (200/1A- Nylon Encapsulated MNB3 Secondary 1A- Class 3- Burden 15VA) | 3394 | 3001192 | 85381090
3393 | Finished Good | Metering Current Transformers | NYLON ENCAPSULATED ( ROUND ID & WINDOW TYPE ) | Nylon Encapsulated (Window 33/16) | 227 | MNB 201 -15A-33/16 (200/1A- Nylon Encapsulated MNB2 Secondary 1 A- Class 3- Burden 15VA) | 3393 | 3001244 | 85381090
3392 | Finished Good | Metering Current Transformers | NYLON ENCAPSULATED ( ROUND ID & WINDOW TYPE ) | Nylon Encapsulated (Window 40/13) | 228 | MNB 201 -10B-40/13 (200/1A- Nylon Encapsulated MNB3 Secondary 1A- Class 1- Burden 10VA) | 3392 | 3001200 | 85381090
3391 | Finished Good | Metering Current Transformers | NYLON ENCAPSULATED ( ROUND ID & WINDOW TYPE ) | Nylon Encapsulated (Window 33/16) | 227 | MNB 201 -10B-33/16 (200/1A- Nylon Encapsulated MNB2 Secondary 1 A- Class 1- Burden 10VA) | 3391 | 3001248 | 85381090
3390 | Finished Good | Metering Current Transformers | NYLON ENCAPSULATED ( ROUND ID & WINDOW TYPE ) | Nylon Encapsulated (Window 40/13) | 228 | MNB 201 -10A-40/13 (200/1A- Nylon Encapsulated MNB3 Secondary 1A- Class 3- Burden 10VA) | 3390 | 3001208 | 85381090
3389 | Finished Good | Metering Current Transformers | NYLON ENCAPSULATED ( ROUND ID & WINDOW TYPE ) | Nylon Encapsulated (Window 33/16) | 227 | MNB 201 -10A-33/16 (200/1A- Nylon Encapsulated MNB2 Secondary 1 A- Class 3- Burden 10VA) | 3389 | 3001252 | 85381090
3388 | Finished Good | Metering Current Transformers | NYLON ENCAPSULATED ( ROUND ID & WINDOW TYPE ) | Nylon Encapsulated (100/30) | 231 | MNB 2005 -5C-100/30 (2000/5A-Nylon Encapsulated MNB6 Secondary 5A- Class 0.5- Burden 5VA) | 3388 | 3001073 | 85381090
3387 | Finished Good | Metering Current Transformers | NYLON ENCAPSULATED ( ROUND ID & WINDOW TYPE ) | Nylon Encapsulated (100/30) | 231 | MNB 2005 -15B-100/30 (2000/5A-Nylon Encapsulated MNB6 Secondary 5A- Class 1- Burden 10VA) | 3387 | 3001035 | 85381090
3386 | Finished Good | Metering Current Transformers | NYLON ENCAPSULATED ( ROUND ID & WINDOW TYPE ) | Nylon Encapsulated (100/30) | 231 | MNB 2005 -15A-100/30 (2000/5A-Nylon Encapsulated MNB6 Secondary 5A- Class 3- Burden 15VA) | 3386 | 3001050 | 85381090
3385 | Finished Good | Metering Current Transformers | NYLON ENCAPSULATED ( ROUND ID & WINDOW TYPE ) | Nylon Encapsulated (100/30) | 231 | MNB 2005 -10C-100/30 (2000/5A-Nylon Encapsulated MNB6 Secondary 5A- Class 0.5- Burden 10VA) | 3385 | 3001043 | 85381090
3384 | Finished Good | Metering Current Transformers | NYLON ENCAPSULATED ( ROUND ID & WINDOW TYPE ) | Nylon Encapsulated (100/30) | 231 | MNB 2005 -10B-100/30 (2000/5A-Nylon Encapsulated MNB6 Secondary 5A- Class 1- Burden 10VA) | 3384 | 3001058 | 85381090
3383 | Finished Good | Metering Current Transformers | NYLON ENCAPSULATED ( ROUND ID & WINDOW TYPE ) | Nylon Encapsulated (100/30) | 231 | MNB 2005 -10A-100/30 (2000/5A-Nylon Encapsulated MNB6 Secondary 5A- Class 3- Burden 10VA) | 3383 | 3001066 | 85381090
3382 | Finished Good | Metering Current Transformers | NYLON ENCAPSULATED ( ROUND ID & WINDOW TYPE ) | Nylon Encapsulated (100/30) | 231 | MNB 2001 -5C-100/30 (2000/1A-Nylon Encapsulated MNB6 Secondary 1A- Class 0.5- Burden 5VA) | 3382 | 3001070 | 85381090
3381 | Finished Good | Metering Current Transformers | NYLON ENCAPSULATED ( ROUND ID & WINDOW TYPE ) | Nylon Encapsulated (100/30) | 231 | MNB 2001 -15B-100/30 (2000/1A-Nylon Encapsulated MNB6 Secondary 1A- Class 1- Burden 10VA) | 3381 | 3001032 | 85381090
3380 | Finished Good | Metering Current Transformers | NYLON ENCAPSULATED ( ROUND ID & WINDOW TYPE ) | Nylon Encapsulated (100/30) | 231 | MNB 2001 -15A-100/30 (1600/1A-Nylon Encapsulated MNB6 Secondary 1A- Class 3- Burden 15VA) | 3380 | 3001047 | 85381090
3379 | Finished Good | Metering Current Transformers | NYLON ENCAPSULATED ( ROUND ID & WINDOW TYPE ) | Nylon Encapsulated (100/30) | 231 | MNB 2001 -10C-100/30 (2000/1A-Nylon Encapsulated MNB6 Secondary 1A- Class 0.5- Burden 10VA) | 3379 | 3001039 | 85381090
3378 | Finished Good | Metering Current Transformers | NYLON ENCAPSULATED ( ROUND ID & WINDOW TYPE ) | Nylon Encapsulated (100/30) | 231 | MNB 2001 -10B-100/30 (2000/1A-Nylon Encapsulated MNB6 Secondary 1A- Class 1- Burden 10VA) | 3378 | 3001054 | 85381090
3377 | Finished Good | Metering Current Transformers | NYLON ENCAPSULATED ( ROUND ID & WINDOW TYPE ) | Nylon Encapsulated (100/30) | 231 | MNB 2001 -10A-100/30 (2000/1A-Nylon Encapsulated MNB6 Secondary 1A- Class 3- Burden 10VA) | 3377 | 3001062 | 85381090
3376 | Finished Good | Metering Current Transformers | NYLON ENCAPSULATED ( ROUND ID & WINDOW TYPE ) | Nylon Encapsulated (100/30) | 231 | MNB 1605 -5C-100/30 (1600/5A-Nylon Encapsulated MNB6 Secondary 5A- Class 0.5- Burden 5VA) | 3376 | 3001074 | 85381090
3375 | Finished Good | Metering Current Transformers | NYLON ENCAPSULATED ( ROUND ID & WINDOW TYPE ) | Nylon Encapsulated (100/30) | 231 | MNB 1605 -15B-100/30 (1600/5A-Nylon Encapsulated MNB6 Secondary 5A- Class 1- Burden 10VA) | 3375 | 3001036 | 85381090
3374 | Finished Good | Metering Current Transformers | NYLON ENCAPSULATED ( ROUND ID & WINDOW TYPE ) | Nylon Encapsulated (100/30) | 231 | MNB 1605 -15A-100/30 (1600/5A-Nylon Encapsulated MNB6 Secondary 5A- Class 3- Burden 15VA) | 3374 | 3001051 | 85381090
3373 | Finished Good | Metering Current Transformers | NYLON ENCAPSULATED ( ROUND ID & WINDOW TYPE ) | Nylon Encapsulated (100/30) | 231 | MNB 1605 -10C-100/30 (1600/5A-Nylon Encapsulated MNB6 Secondary 5A- Class 0.5- Burden 10VA) | 3373 | 3001044 | 85381090
3372 | Finished Good | Metering Current Transformers | NYLON ENCAPSULATED ( ROUND ID & WINDOW TYPE ) | Nylon Encapsulated (100/30) | 231 | MNB 1605 -10B-100/30 (1600/5A-Nylon Encapsulated MNB6 Secondary 5A- Class 1- Burden 10VA) | 3372 | 3001059 | 85381090
3371 | Finished Good | Metering Current Transformers | NYLON ENCAPSULATED ( ROUND ID & WINDOW TYPE ) | Nylon Encapsulated (100/30) | 231 | MNB 1605 -10A-100/30 (1600/5A-Nylon Encapsulated MNB6 Secondary 5A- Class 3- Burden 10VA) | 3371 | 3001067 | 85381090
3370 | Finished Good | Metering Current Transformers | NYLON ENCAPSULATED ( ROUND ID & WINDOW TYPE ) | Nylon Encapsulated (100/30) | 231 | MNB 1601 -5C-100/30 (1600/1A-Nylon Encapsulated MNB6 Secondary 1A- Class 0.5- Burden 5VA) | 3370 | 3001071 | 85381090
3369 | Finished Good | Metering Current Transformers | NYLON ENCAPSULATED ( ROUND ID & WINDOW TYPE ) | Nylon Encapsulated (100/30) | 231 | MNB 1601 -15A-100/30 (1200/1A-Nylon Encapsulated MNB6 Secondary 1A- Class 3- Burden 15VA) | 3369 | 3001048 | 85381090
3368 | Finished Good | Metering Current Transformers | NYLON ENCAPSULATED ( ROUND ID & WINDOW TYPE ) | Nylon Encapsulated (100/30) | 231 | MNB 1601 -10C-100/30 (1600/1A-Nylon Encapsulated MNB6 Secondary 1A- Class 0.5- Burden 10VA) | 3368 | 3001040 | 85381090
3367 | Finished Good | Metering Current Transformers | NYLON ENCAPSULATED ( ROUND ID & WINDOW TYPE ) | Nylon Encapsulated (100/30) | 231 | MNB 1601 -10B-100/30 (1600/1A-Nylon Encapsulated MNB6 Secondary 1A- Class 1- Burden 10VA) | 3367 | 3001055 | 85381090
3366 | Finished Good | Metering Current Transformers | NYLON ENCAPSULATED ( ROUND ID & WINDOW TYPE ) | Nylon Encapsulated (100/30) | 231 | MNB 1601 -10A-100/30 (1600/1A-Nylon Encapsulated MNB6 Secondary 1A- Class 3- Burden 10VA) | 3366 | 3001063 | 85381090
3365 | Finished Good | Metering Current Transformers | NYLON ENCAPSULATED ( ROUND ID & WINDOW TYPE ) | Nylon Encapsulated (Window 33/16) | 227 | MNB 155 -5C-33/16 (150/5A- Nylon Encapsulated MNB2 Secondary 5 A- Class 0.5- Burden 5VA) | 3365 | 3001268 | 85381090
3364 | Finished Good | Metering Current Transformers | NYLON ENCAPSULATED ( ROUND ID & WINDOW TYPE ) | Nylon Encapsulated (Window 33/16) | 227 | MNB 155 -5B-33/16 (150/5A- Nylon Encapsulated MNB2 Secondary 5 A- Class 1- Burden 5VA) | 3364 | 3001290 | 85381090
3363 | Finished Good | Metering Current Transformers | NYLON ENCAPSULATED ( ROUND ID & WINDOW TYPE ) | Nylon Encapsulated (window 20) | 226 | MNB 155 -5B-20 (150/5A- Nylon Encapsulated MNB1 Secondary 5 A- Class 1- Burden 5VA) | 3363 | 3001388 | 85381090
3362 | Finished Good | Metering Current Transformers | NYLON ENCAPSULATED ( ROUND ID & WINDOW TYPE ) | Nylon Encapsulated (Window 33/16) | 227 | MNB 155 -5A-33/16 (150/5A- Nylon Encapsulated MNB2 Secondary 5 A- Class 3- Burden 5VA) | 3362 | 3001312 | 85381090
3361 | Finished Good | Metering Current Transformers | NYLON ENCAPSULATED ( ROUND ID & WINDOW TYPE ) | Nylon Encapsulated (window 20) | 226 | MNB 155 -5A-20 (150/5A- Nylon Encapsulated MNB1 Secondary 5 A- Class 3- Burden 5VA) | 3361 | 3001406 | 85381090
3360 | Finished Good | Metering Current Transformers | NYLON ENCAPSULATED ( ROUND ID & WINDOW TYPE ) | Nylon Encapsulated (Window 33/16) | 227 | MNB 155 -2.5C-33/16 (150/5A- Nylon Encapsulated MNB2 Secondary 5 A- Class 0.5- Burden 2.5VA) | 3360 | 3001334 | 85381090
3359 | Finished Good | Metering Current Transformers | NYLON ENCAPSULATED ( ROUND ID & WINDOW TYPE ) | Nylon Encapsulated (window 20) | 226 | MNB 155 -2.5C-20 (150/5A- Nylon Encapsulated MNB1 Secondary 5 A- Class 0.5- Burden 2.5VA) | 3359 | 3001424 | 85381090
3358 | Finished Good | Metering Current Transformers | NYLON ENCAPSULATED ( ROUND ID & WINDOW TYPE ) | Nylon Encapsulated (Window 33/16) | 227 | MNB 155 -2.5B-33/16 (150/5A- Nylon Encapsulated MNB2 Secondary 5 A- Class 1- Burden 2.5VA) | 3358 | 3001352 | 85381090
3357 | Finished Good | Metering Current Transformers | NYLON ENCAPSULATED ( ROUND ID & WINDOW TYPE ) | Nylon Encapsulated (window 20) | 226 | MNB 155 -2.5B-20 (150/5A- Nylon Encapsulated MNB1 Secondary 5 A- Class 1- Burden 2.5VA) | 3357 | 3001442 | 85381090
3356 | Finished Good | Metering Current Transformers | NYLON ENCAPSULATED ( ROUND ID & WINDOW TYPE ) | Nylon Encapsulated (Window 33/16) | 227 | MNB 155 -2.5A-33/16 (150/5A- Nylon Encapsulated MNB2 Secondary 5 A- Class 3- Burden 2.5VA) | 3356 | 3001370 | 85381090
3355 | Finished Good | Metering Current Transformers | NYLON ENCAPSULATED ( ROUND ID & WINDOW TYPE ) | Nylon Encapsulated (window 20) | 226 | MNB 155 -2.5A-20 (150/5A- Nylon Encapsulated MNB1 Secondary 5 A- Class 3- Burden 2.5VA) | 3355 | 3001460 | 85381090
3354 | Finished Good | Metering Current Transformers | NYLON ENCAPSULATED ( ROUND ID & WINDOW TYPE ) | Nylon Encapsulated (Window 33/16) | 227 | MNB 151 -5C-33/16 (150/1A- Nylon Encapsulated MNB2 Secondary 1 A- Class 0.5- Burden 5VA) | 3354 | 3001257 | 85381090
3353 | Finished Good | Metering Current Transformers | NYLON ENCAPSULATED ( ROUND ID & WINDOW TYPE ) | Nylon Encapsulated (Window 33/16) | 227 | MNB 151 -5B-33/16 (150/1A- Nylon Encapsulated MNB2 Secondary 1 A- Class 1- Burden 5VA) | 3353 | 3001279 | 85381090
3352 | Finished Good | Metering Current Transformers | NYLON ENCAPSULATED ( ROUND ID & WINDOW TYPE ) | Nylon Encapsulated (window 20) | 226 | MNB 151 -5B-20 (150/1A- Nylon Encapsulated MNB1 Secondary 1 A- Class 1- Burden 5VA) | 3352 | 3001379 | 85381090
3351 | Finished Good | Metering Current Transformers | NYLON ENCAPSULATED ( ROUND ID & WINDOW TYPE ) | Nylon Encapsulated (Window 33/16) | 227 | MNB 151 -5A-33/16 (150/1A- Nylon Encapsulated MNB2 Secondary 1 A- Class 3- Burden 5VA) | 3351 | 3001301 | 85381090
3350 | Finished Good | Metering Current Transformers | NYLON ENCAPSULATED ( ROUND ID & WINDOW TYPE ) | Nylon Encapsulated (window 20) | 226 | MNB 151 -5A-20 (150/1A- Nylon Encapsulated MNB1 Secondary 1 A- Class 3- Burden 5VA) | 3350 | 3001397 | 85381090
3349 | Finished Good | Metering Current Transformers | NYLON ENCAPSULATED ( ROUND ID & WINDOW TYPE ) | Nylon Encapsulated (Window 33/16) | 227 | MNB 151 -2.5C-33/16 (150/1A- Nylon Encapsulated MNB2 Secondary 1 A- Class 0.5- Burden 2.5VA) | 3349 | 3001323 | 85381090
3348 | Finished Good | Metering Current Transformers | NYLON ENCAPSULATED ( ROUND ID & WINDOW TYPE ) | Nylon Encapsulated (window 20) | 226 | MNB 151 -2.5C-20 (150/1A- Nylon Encapsulated MNB1 Secondary 1 A- Class 0.5- Burden 2.5VA) | 3348 | 3001415 | 85381090
3347 | Finished Good | Metering Current Transformers | NYLON ENCAPSULATED ( ROUND ID & WINDOW TYPE ) | Nylon Encapsulated (Window 33/16) | 227 | MNB 151 -2.5B-33/16 (150/1A- Nylon Encapsulated MNB2 Secondary 1 A- Class 1- Burden 2.5VA) | 3347 | 3001343 | 85381090
3346 | Finished Good | Metering Current Transformers | NYLON ENCAPSULATED ( ROUND ID & WINDOW TYPE ) | Nylon Encapsulated (window 20) | 226 | MNB 151 -2.5B-20 (150/1A- Nylon Encapsulated MNB1 Secondary 1 A- Class 1- Burden 2.5VA) | 3346 | 3001433 | 85381090
3345 | Finished Good | Metering Current Transformers | NYLON ENCAPSULATED ( ROUND ID & WINDOW TYPE ) | Nylon Encapsulated (Window 33/16) | 227 | MNB 151 -2.5A-33/16 (150/1A- Nylon Encapsulated MNB2 Secondary 1 A- Class 3- Burden 2.5VA) | 3345 | 3001361 | 85381090
3344 | Finished Good | Metering Current Transformers | NYLON ENCAPSULATED ( ROUND ID & WINDOW TYPE ) | Nylon Encapsulated (window 20) | 226 | MNB 151 -2.5A-20 (150/1A- Nylon Encapsulated MNB1 Secondary 1 A- Class 3- Burden 2.5VA) | 3344 | 3001451 | 85381090
3343 | Finished Good | Metering Current Transformers | NYLON ENCAPSULATED ( ROUND ID & WINDOW TYPE ) | Nylon Encapsulated (Window 33/16) | 227 | MNB 130 -5C-33/16 (125/5A- Nylon Encapsulated MNB2 Secondary 5 A- Class 0.5- Burden 5VA) | 3343 | 3001269 | 85381090
3342 | Finished Good | Metering Current Transformers | NYLON ENCAPSULATED ( ROUND ID & WINDOW TYPE ) | Nylon Encapsulated (Window 33/16) | 227 | MNB 130 -5B-33/16 (125/5A- Nylon Encapsulated MNB2 Secondary 5 A- Class 1- Burden 5VA) | 3342 | 3001291 | 85381090
3341 | Finished Good | Metering Current Transformers | NYLON ENCAPSULATED ( ROUND ID & WINDOW TYPE ) | Nylon Encapsulated (window 20) | 226 | MNB 130 -5B-20 (125/5A- Nylon Encapsulated MNB1 Secondary 5 A- Class 1- Burden 5VA) | 3341 | 3001389 | 85381090
3340 | Finished Good | Metering Current Transformers | NYLON ENCAPSULATED ( ROUND ID & WINDOW TYPE ) | Nylon Encapsulated (Window 33/16) | 227 | MNB 130 -5A-33/16 (125/5A- Nylon Encapsulated MNB2 Secondary 5 A- Class 3- Burden 5VA) | 3340 | 3001313 | 85381090
3339 | Finished Good | Metering Current Transformers | NYLON ENCAPSULATED ( ROUND ID & WINDOW TYPE ) | Nylon Encapsulated (window 20) | 226 | MNB 130 -5A-20 (125/5A- Nylon Encapsulated MNB1 Secondary 5 A- Class 3- Burden 5VA) | 3339 | 3001407 | 85381090
3338 | Finished Good | Metering Current Transformers | NYLON ENCAPSULATED ( ROUND ID & WINDOW TYPE ) | Nylon Encapsulated (Window 33/16) | 227 | MNB 130 -2.5C-33/16 (125/5A- Nylon Encapsulated MNB2 Secondary 5 A- Class 0.5- Burden 2.5VA) | 3338 | 3001335 | 85381090
3337 | Finished Good | Metering Current Transformers | NYLON ENCAPSULATED ( ROUND ID & WINDOW TYPE ) | Nylon Encapsulated (window 20) | 226 | MNB 130 -2.5C-20 (125/5A- Nylon Encapsulated MNB1 Secondary 5 A- Class 0.5- Burden 2.5VA) | 3337 | 3001425 | 85381090
3336 | Finished Good | Metering Current Transformers | NYLON ENCAPSULATED ( ROUND ID & WINDOW TYPE ) | Nylon Encapsulated (Window 33/16) | 227 | MNB 130 -2.5B-33/16 (125/5A- Nylon Encapsulated MNB2 Secondary 5 A- Class 1- Burden 2.5VA) | 3336 | 3001353 | 85381090
3335 | Finished Good | Metering Current Transformers | NYLON ENCAPSULATED ( ROUND ID & WINDOW TYPE ) | Nylon Encapsulated (window 20) | 226 | MNB 130 -2.5B-20 (125/5A- Nylon Encapsulated MNB1 Secondary 5 A- Class 1- Burden 2.5VA) | 3335 | 3001443 | 85381090
3334 | Finished Good | Metering Current Transformers | NYLON ENCAPSULATED ( ROUND ID & WINDOW TYPE ) | Nylon Encapsulated (Window 33/16) | 227 | MNB 130 -2.5A-33/16 (125/5A- Nylon Encapsulated MNB2 Secondary 5 A- Class 3- Burden 2.5VA) | 3334 | 3001371 | 85381090
3333 | Finished Good | Metering Current Transformers | NYLON ENCAPSULATED ( ROUND ID & WINDOW TYPE ) | Nylon Encapsulated (window 20) | 226 | MNB 130 -2.5A-20 (125/5A- Nylon Encapsulated MNB1 Secondary 5 A- Class 3- Burden 2.5VA) | 3333 | 3001461 | 85381090
3332 | Finished Good | Metering Current Transformers | NYLON ENCAPSULATED ( ROUND ID & WINDOW TYPE ) | Nylon Encapsulated (Window 33/16) | 227 | MNB 126 -5C-33/16 (125/1A- Nylon Encapsulated MNB2 Secondary 1 A- Class 0.5- Burden 5VA) | 3332 | 3001258 | 85381090
3331 | Finished Good | Metering Current Transformers | NYLON ENCAPSULATED ( ROUND ID & WINDOW TYPE ) | Nylon Encapsulated (Window 33/16) | 227 | MNB 126 -5B-33/16 (125/1A- Nylon Encapsulated MNB2 Secondary 1 A- Class 1- Burden 5VA) | 3331 | 3001280 | 85381090
3330 | Finished Good | Metering Current Transformers | NYLON ENCAPSULATED ( ROUND ID & WINDOW TYPE ) | Nylon Encapsulated (window 20) | 226 | MNB 126 -5B-20 (125/1A- Nylon Encapsulated MNB1 Secondary 1 A- Class 1- Burden 5VA) | 3330 | 3001380 | 85381090
3329 | Finished Good | Metering Current Transformers | NYLON ENCAPSULATED ( ROUND ID & WINDOW TYPE ) | Nylon Encapsulated (Window 33/16) | 227 | MNB 126 -5A-33/16 (125/1A- Nylon Encapsulated MNB2 Secondary 1 A- Class 3- Burden 5VA) | 3329 | 3001302 | 85381090
3328 | Finished Good | Metering Current Transformers | NYLON ENCAPSULATED ( ROUND ID & WINDOW TYPE ) | Nylon Encapsulated (window 20) | 226 | MNB 126 -5A-20 (125/1A- Nylon Encapsulated MNB1 Secondary 1 A- Class 3- Burden 5VA) | 3328 | 3001398 | 85381090
3327 | Finished Good | Metering Current Transformers | NYLON ENCAPSULATED ( ROUND ID & WINDOW TYPE ) | Nylon Encapsulated (Window 33/16) | 227 | MNB 126 -2.5C-33/16 (125/1A- Nylon Encapsulated MNB2 Secondary 1 A- Class 0.5- Burden 2.5VA) | 3327 | 3001324 | 85381090
3326 | Finished Good | Metering Current Transformers | NYLON ENCAPSULATED ( ROUND ID & WINDOW TYPE ) | Nylon Encapsulated (window 20) | 226 | MNB 126 -2.5C-20 (125/1A- Nylon Encapsulated MNB1 Secondary 1 A- Class 0.5- Burden 2.5VA) | 3326 | 3001416 | 85381090
3325 | Finished Good | Metering Current Transformers | NYLON ENCAPSULATED ( ROUND ID & WINDOW TYPE ) | Nylon Encapsulated (Window 33/16) | 227 | MNB 126 -2.5B-33/16 (125/1A- Nylon Encapsulated MNB2 Secondary 1 A- Class 1- Burden 2.5VA) | 3325 | 3001344 | 85381090
3324 | Finished Good | Metering Current Transformers | NYLON ENCAPSULATED ( ROUND ID & WINDOW TYPE ) | Nylon Encapsulated (window 20) | 226 | MNB 126 -2.5B-20 (125/1A- Nylon Encapsulated MNB1 Secondary 1 A- Class 1- Burden 2.5VA) | 3324 | 3001434 | 85381090
3323 | Finished Good | Metering Current Transformers | NYLON ENCAPSULATED ( ROUND ID & WINDOW TYPE ) | Nylon Encapsulated (Window 33/16) | 227 | MNB 126 -2.5A-33/16 (125/1A- Nylon Encapsulated MNB2 Secondary 1 A- Class 3- Burden 2.5VA) | 3323 | 3001362 | 85381090
3322 | Finished Good | Metering Current Transformers | NYLON ENCAPSULATED ( ROUND ID & WINDOW TYPE ) | Nylon Encapsulated (window 20) | 226 | MNB 126 -2.5A-20 (125/1A- Nylon Encapsulated MNB1 Secondary 1 A- Class 3- Burden 2.5VA) | 3322 | 3001452 | 85381090
3321 | Finished Good | Metering Current Transformers | NYLON ENCAPSULATED ( ROUND ID & WINDOW TYPE ) | Nylon Encapsulated (100/30) | 231 | MNB 1205 -15B-100/30 (1200/5A-Nylon Encapsulated MNB6 Secondary 5A- Class 1- Burden 10VA) | 3321 | 3001037 | 85381090
3320 | Finished Good | Metering Current Transformers | NYLON ENCAPSULATED ( ROUND ID & WINDOW TYPE ) | Nylon Encapsulated (100/30) | 231 | MNB 1205 -15A-100/30 (1200/5A-Nylon Encapsulated MNB6 Secondary 5A- Class 3- Burden 15VA) | 3320 | 3001052 | 85381090
3319 | Finished Good | Metering Current Transformers | NYLON ENCAPSULATED ( ROUND ID & WINDOW TYPE ) | Nylon Encapsulated (100/30) | 231 | MNB 1205 -10C-100/30 (1200/5A-Nylon Encapsulated MNB6 Secondary 5A- Class 0.5- Burden 10VA) | 3319 | 3001045 | 85381090
3318 | Finished Good | Metering Current Transformers | NYLON ENCAPSULATED ( ROUND ID & WINDOW TYPE ) | Nylon Encapsulated (100/30) | 231 | MNB 1205 -10B-100/30 (1200/5A-Nylon Encapsulated MNB6 Secondary 5A- Class 1- Burden 10VA) | 3318 | 3001060 | 85381090
3317 | Finished Good | Metering Current Transformers | NYLON ENCAPSULATED ( ROUND ID & WINDOW TYPE ) | Nylon Encapsulated (100/30) | 231 | MNB 1205 -10A-100/30 (1200/5A-Nylon Encapsulated MNB6 Secondary 5A- Class 3- Burden 10VA) | 3317 | 3001068 | 85381090
3316 | Finished Good | Metering Current Transformers | NYLON ENCAPSULATED ( ROUND ID & WINDOW TYPE ) | Nylon Encapsulated (100/30) | 231 | MNB 1201 -15B-100/30 (1600/1A-Nylon Encapsulated MNB6 Secondary 1A- Class 1- Burden 10VA) | 3316 | 3001033 | 85381090
3315 | Finished Good | Metering Current Transformers | NYLON ENCAPSULATED ( ROUND ID & WINDOW TYPE ) | Nylon Encapsulated (100/30) | 231 | MNB 1201 -10C-100/30 (1200/1A-Nylon Encapsulated MNB6 Secondary 1A- Class 0.5- Burden 10VA) | 3315 | 3001041 | 85381090
3314 | Finished Good | Metering Current Transformers | NYLON ENCAPSULATED ( ROUND ID & WINDOW TYPE ) | Nylon Encapsulated (100/30) | 231 | MNB 1201 -10B-100/30 (1200/1A-Nylon Encapsulated MNB6 Secondary 1A- Class 1- Burden 10VA) | 3314 | 3001056 | 85381090
3313 | Finished Good | Metering Current Transformers | NYLON ENCAPSULATED ( ROUND ID & WINDOW TYPE ) | Nylon Encapsulated (100/30) | 231 | MNB 1201 -10A-100/30 (1200/1A-Nylon Encapsulated MNB6 Secondary 1A- Class 3- Burden 10VA) | 3313 | 3001064 | 85381090
3312 | Finished Good | Metering Current Transformers | NYLON ENCAPSULATED ( ROUND ID & WINDOW TYPE ) | Nylon Encapsulated (Window 33/16) | 227 | MNB 105 -5C-33/16 (100/5A- Nylon Encapsulated MNB2 Secondary 5 A- Class 0.5- Burden 5VA) | 3312 | 3001270 | 85381090
3311 | Finished Good | Metering Current Transformers | NYLON ENCAPSULATED ( ROUND ID & WINDOW TYPE ) | Nylon Encapsulated (Window 33/16) | 227 | MNB 105 -5B-33/16 (100/5A- Nylon Encapsulated MNB2 Secondary 5 A- Class 1- Burden 5VA) | 3311 | 3001292 | 85381090
3310 | Finished Good | Metering Current Transformers | NYLON ENCAPSULATED ( ROUND ID & WINDOW TYPE ) | Nylon Encapsulated (window 20) | 226 | MNB 105 -5B-20 (100/5A- Nylon Encapsulated MNB1 Secondary 5 A- Class 1- Burden 5VA) | 3310 | 3001390 | 85381090
3309 | Finished Good | Metering Current Transformers | NYLON ENCAPSULATED ( ROUND ID & WINDOW TYPE ) | Nylon Encapsulated (Window 33/16) | 227 | MNB 105 -5A-33/16 (100/5A- Nylon Encapsulated MNB2 Secondary 5 A- Class 3- Burden 5VA) | 3309 | 3001314 | 85381090
3308 | Finished Good | Metering Current Transformers | NYLON ENCAPSULATED ( ROUND ID & WINDOW TYPE ) | Nylon Encapsulated (window 20) | 226 | MNB 105 -5A-20 (100/5A- Nylon Encapsulated MNB1 Secondary 5 A- Class 3- Burden 5VA) | 3308 | 3001408 | 85381090
3307 | Finished Good | Metering Current Transformers | NYLON ENCAPSULATED ( ROUND ID & WINDOW TYPE ) | Nylon Encapsulated (Window 33/16) | 227 | MNB 105 -2.5C-33/16 (100/5A- Nylon Encapsulated MNB2 Secondary 5 A- Class 0.5- Burden 2.5VA) | 3307 | 3001336 | 85381090
3306 | Finished Good | Metering Current Transformers | NYLON ENCAPSULATED ( ROUND ID & WINDOW TYPE ) | Nylon Encapsulated (window 20) | 226 | MNB 105 -2.5C-20 (100/5A- Nylon Encapsulated MNB1 Secondary 5 A- Class 0.5- Burden 2.5VA) | 3306 | 3001426 | 85381090
3305 | Finished Good | Metering Current Transformers | NYLON ENCAPSULATED ( ROUND ID & WINDOW TYPE ) | Nylon Encapsulated (Window 33/16) | 227 | MNB 105 -2.5B-33/16 (100/5A- Nylon Encapsulated MNB2 Secondary 5 A- Class 1- Burden 2.5VA) | 3305 | 3001354 | 85381090
3304 | Finished Good | Metering Current Transformers | NYLON ENCAPSULATED ( ROUND ID & WINDOW TYPE ) | Nylon Encapsulated (window 20) | 226 | MNB 105 -2.5B-20 (100/5A- Nylon Encapsulated MNB1 Secondary 5 A- Class 1- Burden 2.5VA) | 3304 | 3001444 | 85381090
3303 | Finished Good | Metering Current Transformers | NYLON ENCAPSULATED ( ROUND ID & WINDOW TYPE ) | Nylon Encapsulated (Window 33/16) | 227 | MNB 105 -2.5A-33/16 (100/5A- Nylon Encapsulated MNB2 Secondary 5 A- Class 3- Burden 2.5VA) | 3303 | 3001372 | 85381090
3302 | Finished Good | Metering Current Transformers | NYLON ENCAPSULATED ( ROUND ID & WINDOW TYPE ) | Nylon Encapsulated (window 20) | 226 | MNB 105 -2.5A-20 (100/5A- Nylon Encapsulated MNB1 Secondary 5 A- Class 3- Burden 2.5VA) | 3302 | 3001462 | 85381090
3301 | Finished Good | Metering Current Transformers | NYLON ENCAPSULATED ( ROUND ID & WINDOW TYPE ) | Nylon Encapsulated (Window 33/16) | 227 | MNB 101 -5C-33/16 (100/1A- Nylon Encapsulated MNB2 Secondary 1 A- Class 0.5- Burden 5VA) | 3301 | 3001259 | 85381090
3300 | Finished Good | Metering Current Transformers | NYLON ENCAPSULATED ( ROUND ID & WINDOW TYPE ) | Nylon Encapsulated (Window 33/16) | 227 | MNB 101 -5B-33/16 (100/1A- Nylon Encapsulated MNB2 Secondary 1 A- Class 1- Burden 5VA) | 3300 | 3001281 | 85381090
3299 | Finished Good | Metering Current Transformers | NYLON ENCAPSULATED ( ROUND ID & WINDOW TYPE ) | Nylon Encapsulated (window 20) | 226 | MNB 101 -5B-20 (100/1A- Nylon Encapsulated MNB1 Secondary 1 A- Class 1- Burden 5VA) | 3299 | 3001381 | 85381090
3298 | Finished Good | Metering Current Transformers | NYLON ENCAPSULATED ( ROUND ID & WINDOW TYPE ) | Nylon Encapsulated (Window 33/16) | 227 | MNB 101 -5A-33/16 (100/1A- Nylon Encapsulated MNB2 Secondary 1 A- Class 3- Burden 5VA) | 3298 | 3001303 | 85381090
3297 | Finished Good | Metering Current Transformers | NYLON ENCAPSULATED ( ROUND ID & WINDOW TYPE ) | Nylon Encapsulated (window 20) | 226 | MNB 101 -5A-20 (100/1A- Nylon Encapsulated MNB1 Secondary 1 A- Class 3- Burden 5VA) | 3297 | 3001399 | 85381090
3296 | Finished Good | Metering Current Transformers | NYLON ENCAPSULATED ( ROUND ID & WINDOW TYPE ) | Nylon Encapsulated (Window 33/16) | 227 | MNB 101 -2.5C-33/16 (100/1A- Nylon Encapsulated MNB2 Secondary 1 A- Class 0.5- Burden 2.5VA) | 3296 | 3001325 | 85381090
3295 | Finished Good | Metering Current Transformers | NYLON ENCAPSULATED ( ROUND ID & WINDOW TYPE ) | Nylon Encapsulated (window 20) | 226 | MNB 101 -2.5C-20 (100/1A- Nylon Encapsulated MNB1 Secondary 1 A- Class 0.5- Burden 2.5VA) | 3295 | 3001417 | 85381090
3294 | Finished Good | Metering Current Transformers | NYLON ENCAPSULATED ( ROUND ID & WINDOW TYPE ) | Nylon Encapsulated (Window 33/16) | 227 | MNB 101 -2.5B-33/16 (100/1A- Nylon Encapsulated MNB2 Secondary 1 A- Class 1- Burden 2.5VA) | 3294 | 3001345 | 85381090
3293 | Finished Good | Metering Current Transformers | NYLON ENCAPSULATED ( ROUND ID & WINDOW TYPE ) | Nylon Encapsulated (window 20) | 226 | MNB 101 -2.5B-20 (100/1A- Nylon Encapsulated MNB1 Secondary 1 A- Class 1- Burden 2.5VA) | 3293 | 3001435 | 85381090
3292 | Finished Good | Metering Current Transformers | NYLON ENCAPSULATED ( ROUND ID & WINDOW TYPE ) | Nylon Encapsulated (Window 33/16) | 227 | MNB 101 -2.5A-33/16 (100/1A- Nylon Encapsulated MNB2 Secondary 1 A- Class 3- Burden 2.5VA) | 3292 | 3001363 | 85381090
3291 | Finished Good | Metering Current Transformers | NYLON ENCAPSULATED ( ROUND ID & WINDOW TYPE ) | Nylon Encapsulated (window 20) | 226 | MNB 101 -2.5A-20 (100/1A- Nylon Encapsulated MNB1 Secondary 1 A- Class 3- Burden 2.5VA) | 3291 | 3001453 | 85381090
3290 | Finished Good | Metering Current Transformers | NYLON ENCAPSULATED ( ROUND ID & WINDOW TYPE ) | Nylon Encapsulated (83/16) | 230 | MNB 1005 -5C-83/16 (1000/5A- Nylon Encapsulated MNB5 Secondary 5A- Class 0.5- Burden 5VA) | 3290 | 3001117 | 85381090
3289 | Finished Good | Metering Current Transformers | NYLON ENCAPSULATED ( ROUND ID & WINDOW TYPE ) | Nylon Encapsulated (83/16) | 230 | MNB 1005 -15B-83/16 (1000/5A- Nylon Encapsulated MNB5 Secondary 5A- Class 1- Burden 15VA) | 3289 | 3001078 | 85381090
3288 | Finished Good | Metering Current Transformers | NYLON ENCAPSULATED ( ROUND ID & WINDOW TYPE ) | Nylon Encapsulated (83/16) | 230 | MNB 1005 -15A-83/16 (1000/5A- Nylon Encapsulated MNB5 Secondary 5A- Class 3- Burden 15VA) | 3288 | 3001093 | 85381090
3287 | Finished Good | Metering Current Transformers | NYLON ENCAPSULATED ( ROUND ID & WINDOW TYPE ) | Nylon Encapsulated (83/16) | 230 | MNB 1005 -10C-83/16 (1000/5A- Nylon Encapsulated MNB5 Secondary 5A- Class 0.5- Burden 10VA) | 3287 | 3001085 | 85381090
3286 | Finished Good | Metering Current Transformers | NYLON ENCAPSULATED ( ROUND ID & WINDOW TYPE ) | Nylon Encapsulated (83/16) | 230 | MNB 1005 -10B-83/16 (1000/5A- Nylon Encapsulated MNB5 Secondary 5A- Class 1- Burden 10VA) | 3286 | 3001101 | 85381090
3285 | Finished Good | Metering Current Transformers | NYLON ENCAPSULATED ( ROUND ID & WINDOW TYPE ) | Nylon Encapsulated (83/16) | 230 | MNB 1005 -10A-83/16 (1000/5A- Nylon Encapsulated MNB5 Secondary 5A- Class 3- Burden 10VA) | 3285 | 3001109 | 85381090
3284 | Finished Good | Metering Current Transformers | NYLON ENCAPSULATED ( ROUND ID & WINDOW TYPE ) | Nylon Encapsulated (83/16) | 230 | MNB 1001 -5C-83/16 (1000/1A- Nylon Encapsulated MNB5 Secondary 1A- Class 0.5- Burden 5VA) | 3284 | 3001113 | 85381090
3283 | Finished Good | Metering Current Transformers | NYLON ENCAPSULATED ( ROUND ID & WINDOW TYPE ) | Nylon Encapsulated (83/16) | 230 | MNB 1001 -15B-83/16 (1000/1A- Nylon Encapsulated MNB5 Secondary 1A- Class 1- Burden 15VA) | 3283 | 3001075 | 85381090
3282 | Finished Good | Metering Current Transformers | NYLON ENCAPSULATED ( ROUND ID & WINDOW TYPE ) | Nylon Encapsulated (83/16) | 230 | MNB 1001 -15A-83/16 (1000/1A- Nylon Encapsulated MNB5 Secondary 1A- Class 3- Burden 15VA) | 3282 | 3001089 | 85381090
3281 | Finished Good | Metering Current Transformers | NYLON ENCAPSULATED ( ROUND ID & WINDOW TYPE ) | Nylon Encapsulated (83/16) | 230 | MNB 1001 -10C-83/16 (1000/1A- Nylon Encapsulated MNB5 Secondary 1A- Class 0.5- Burden 10VA) | 3281 | 3001081 | 85381090
3280 | Finished Good | Metering Current Transformers | NYLON ENCAPSULATED ( ROUND ID & WINDOW TYPE ) | Nylon Encapsulated (83/16) | 230 | MNB 1001 -10B-83/16 (1000/1A- Nylon Encapsulated MNB5 Secondary 1A- Class 1- Burden 10VA) | 3280 | 3001097 | 85381090
3279 | Finished Good | Metering Current Transformers | NYLON ENCAPSULATED ( ROUND ID & WINDOW TYPE ) | Nylon Encapsulated (83/16) | 230 | MNB 1001 -10A-83/16 (1000/1A- Nylon Encapsulated MNB5 Secondary 1A- Class 3- Burden 10VA) | 3279 | 3001105 | 85381090
3278 | Finished Good |  | Cold Rolled CRCA Channel | MICRO Channel | 217 | Micro Channel 150510 (15 x 5 x 1.0) | 3278 | 3004322 | 85381090
3277 | Finished Good | Medium Voltage Standoff Insulators | Thermoset DMC/BMC | QUICK-OHM | 259 | MI9580 (Cast Resin Brown MV9580) | 3277 | 3003556 | 85381090
3276 | Finished Good | Medium Voltage Standoff Insulators | Thermoset DMC/BMC | QUICK-OHM | 259 | MI95300 (Cast Resin Brown MV95300) | 3276 | 3003547 | 85381090
3275 | Finished Good | Medium Voltage Standoff Insulators | Thermoset DMC/BMC | QUICK-OHM | 259 | MI9060 (Cast Resin Brown MV859060) | 3275 | 3003558 | 85381090
3274 | Finished Good | Medium Voltage Standoff Insulators | Thermoset DMC/BMC | QUICK-OHM | 259 | MI90130 (Cast Resin Brown MV90130) | 3274 | 3003550 | 85381090
3273 | Finished Good | Medium Voltage Standoff Insulators | Thermoset DMC/BMC | QUICK-OHM | 259 | MI90110 (Cast Resin Brown MV9011082) | 3273 | 3003553 | 85381090
3272 | Finished Good | Medium Voltage Standoff Insulators | Thermoset DMC/BMC | QUICK-OHM | 259 | MI8560 (Cast Resin Brown MV859060) | 3272 | 3003559 | 85381090
3271 | Finished Good | Medium Voltage Standoff Insulators | Thermoset DMC/BMC | QUICK-OHM | 259 | MI82110 (Cast Resin Brown MV9011082) | 3271 | 3003554 | 85381090
3270 | Finished Good | Medium Voltage Standoff Insulators | Thermoset DMC/BMC | QUICK-OHM | 259 | MI80300 (Cast Resin Brown MV80300) | 3270 | 3003548 | 85381090
3269 | Finished Good | Medium Voltage Standoff Insulators | Thermoset DMC/BMC | QUICK-OHM | 259 | MI7550 (Cast Resin Brown MV7550) | 3269 | 3003562 | 85381090
3268 | Finished Good | Medium Voltage Standoff Insulators | Thermoset DMC/BMC | QUICK-OHM | 259 | MI75130 (Cast Resin Brown MV75130) | 3268 | 3003551 | 85381090
3267 | Finished Good | Medium Voltage Standoff Insulators | Thermoset DMC/BMC | QUICK-OHM | 259 | MI7035 (Cast Resin Brown MV7535) | 3267 | 3003566 | 85381090
3266 | Finished Good | Medium Voltage Standoff Insulators | Thermoset DMC/BMC | QUICK-OHM | 259 | MI70210 (Cast Resin Brown MV70210) | 3266 | 3003549 | 85381090
3265 | Finished Good | Medium Voltage Standoff Insulators | Thermoset DMC/BMC | QUICK-OHM | 259 | MI6560 (Cast Resin Brown MV606560) | 3265 | 3003560 | 85381090
3264 | Finished Good | Medium Voltage Standoff Insulators | Thermoset DMC/BMC | QUICK-OHM | 259 | MI6090 (Cast Resin Brown MV6090) | 3264 | 3003555 | 85381090
3263 | Finished Good | Medium Voltage Standoff Insulators | Thermoset DMC/BMC | QUICK-OHM | 259 | MI6075 (Cast Resin Brown MV6075) | 3263 | 3003557 | 85381090
3262 | Finished Good | Medium Voltage Standoff Insulators | Thermoset DMC/BMC | QUICK-OHM | 259 | MI6060 (Cast Resin Brown MV606560) | 3262 | 3003561 | 85381090
3261 | Finished Good | Medium Voltage Standoff Insulators | Thermoset DMC/BMC | QUICK-OHM | 259 | MI6040 (Cast Resin Brown MV6040) | 3261 | 3003565 | 85381090
3260 | Finished Good | Medium Voltage Standoff Insulators | Thermoset DMC/BMC | QUICK-OHM | 259 | MI60130 (Cast Resin Brown MV60130) | 3260 | 3003552 | 85381090
3259 | Finished Good | Medium Voltage Standoff Insulators | Thermoset DMC/BMC | QUICK-OHM | 259 | MI5050 (Cast Resin Brown MV5050) | 3259 | 3003563 | 85381090
3258 | Finished Good | Medium Voltage Standoff Insulators | Thermoset DMC/BMC | QUICK-OHM | 259 | MI5035 (Cast Resin Brown MV5035) | 3258 | 3003567 | 85381090
3257 | Finished Good | Medium Voltage Standoff Insulators | Thermoset DMC/BMC | QUICK-OHM | 259 | MI4050 (Cast Resin Brown MV4050) | 3257 | 3003564 | 85381090
3256 | Finished Good | Low Voltage Standoff Insulators | Thermoset DMC/BMC Insulators | Hexagonal Insulator | 209 | MH835(M8)-SS (Hexagonal Insulator M8 x 35mm - SS Insert ) | 3256 | 3006389 | 85381090
3255 | Finished Good | Low Voltage Standoff Insulators | Thermoset DMC/BMC Insulators | Hexagonal Insulator | 209 | MH835(M8)-MS (Hexagonal Insulator M8 x 35mm - MS Insert ) | 3255 | 3006479 | 85381090
3254 | Finished Good | Low Voltage Standoff Insulators | Thermoset DMC/BMC Insulators | Hexagonal Insulator | 209 | MH835(M8)-BR (Hexagonal Insulator M8 x 35mm - BR Insert ) | 3254 | 3006434 | 85381090
3253 | Finished Good | Low Voltage Standoff Insulators | Thermoset DMC/BMC Insulators | Hexagonal Insulator | 209 | MH835(M8)-AL (Hexagonal Insulator M8 x 35mm - AL Insert ) | 3253 | 3006344 | 85381090
3252 | Raw Material | Thermoset RM | DMC/SMC Raw Material | Additive | 79 | METHYL METHACRYALATE (METHYL METHACRYALATE) | 3252 | 1001151 | 85381090
3251 | Raw Material | Thermoset RM | DMC/SMC Raw Material | Glass fibre | 208 | MAT CBM KN483M (MAT CBM KN483M) | 3251 | 1001101 | 85381090
3250 | Raw Material | Thermoplastic RM | Injection molding RM | POLYCARBONATE | 252 | MASTER BATCH-POLYCARBONATE (MASTER BATCH-POLYCARBONATE) | 3250 | 1001040 | 85381090
3249 | Raw Material | Thermoplastic RM | Injection molding RM | NYLON | 224 | MASTER BATCH- NYLON (MASTER BATCH- NYLON) | 3249 | 1001041 | 85381090
3248 | Raw Material | Thermoplastic RM | Injection molding RM | ABS | 77 | MASTER BATCH- ABS (MASTER BATCH- ABS) | 3248 | 1001042 | 85381090
3247 | Raw Material | Thermoset RM | DMC/SMC Raw Material | Additive | 79 | MAGNISIUM OXIDE (MAGNISIUM OXIDE) | 3247 | 1001152 | 85381090
3246 | Raw Material | Metal Parts for BBSI | Inserts | MS Inserts | 219 | M5/8"2522 (Mild Steel M 5/8 2522) | 3246 | 1001945 | 85381090
3245 | Raw Material | Metal Parts for BBSI | Inserts | MS Inserts | 219 | M5/8"2422 (Mild Steel M5/8 2422) | 3245 | 1001762 | 85381090
3244 | Raw Material | Metal Parts for BBSI | Inserts | MS Inserts | 219 | M5/8"2422 (Mild Steel M5/8 2422") | 3244 | 1001763 | 85381090
3243 | Raw Material | Metal Parts for BBSI | Inserts | MS Inserts | 219 | M5/16"2516 (Mild Steel M 5/16 2516) | 3243 | 1001946 | 85381090
3242 | Raw Material | Metal Parts for BBSI | Inserts | MS Inserts | 219 | M5/16" 2016 (Mild Steel M5/16" 2016) | 3242 | 1001764 | 85381090
3241 | Finished Good | Low Voltage Busbar Supports & Connector | SMC/DMC Busbar Supports & Connector | Modular Support | 327 | M-310 (Unipolar Support for 3R x 10mm Bubsar used with Modular Support) | 3241 | 3004754 | 85381090
3240 | Raw Material | Metal Parts for BBSI | Inserts | MS Inserts | 219 | M3/8''1816 (Mild Steel M3/8''1816) | 3240 | 1001765 | 85381090
3239 | Raw Material | Metal Parts for BBSI | Inserts | MS Inserts | 219 | M3/8"3016 (Mild Steel M3/8"3016) | 3239 | 1001766 | 85381090
3238 | Raw Material | Metal Parts for BBSI | Inserts | MS Inserts | 219 | M3/8"2527 (Mild Steel M3/8"2527) | 3238 | 1001767 | 85381090
3237 | Raw Material | Metal Parts for BBSI | Inserts | MS Inserts | 219 | M3/8"2516 (Mild Steel M3/8"2516) | 3237 | 1001768 | 85381090
3236 | Raw Material | Metal Parts for BBSI | Inserts | MS Inserts | 219 | M3/8"2016 (Mild Steel M3/8"2016) | 3236 | 1001769 | 85381090
3235 | Raw Material | Metal Parts for BBSI | Inserts | MS Inserts | 219 | M3/8"1616 (Mild Steel M3/8"1616) | 3235 | 1001770 | 85381090
3234 | Raw Material | Metal Parts for BBSI | Inserts | MS Inserts | 219 | M3/8"1522 (Mild Steel M3/8"1522) | 3234 | 1001771 | 85381090
3233 | Raw Material | Metal Parts for BBSI | Inserts | MS Inserts | 219 | M3/8"1516 (Mild Steel M 3/8 1516) | 3233 | 1001947 | 85381090
3232 | Raw Material | Metal Parts for BBSI | Inserts | MS Inserts | 219 | M3/8"1316 (Mild Steel M3/8"1316) | 3232 | 1001772 | 85381090
3231 | Raw Material | Metal Parts for BBSI | Inserts | MS Inserts | 219 | M3/8"1216 (Mild Steel M3/8"-1216) | 3231 | 1001773 | 85381090
3230 | Raw Material | Metal Parts for BBSI | Inserts | MS Inserts | 219 | M3/8"10.516 (Mild Steel M3/8" 10.516) | 3230 | 1001774 | 85381090
3229 | Raw Material | Metal Parts for BBSI | Inserts | MS Inserts | 219 | M227027 (Mild Steel M227027) | 3229 | 1001775 | 85381090
3228 | Raw Material | Metal Parts for BBSI | Inserts | MS Inserts | 219 | M226527 (Mild Steel M226527) | 3228 | 1001776 | 85381090
3227 | Raw Material | Metal Parts for BBSI | Inserts | MS Inserts | 219 | M205024 (Mild Steel M205024) | 3227 | 1001777 | 85381090
3226 | Raw Material | Metal Parts for BBSI | Inserts | MS Inserts | 219 | M204027 (Mild Steel M204027) | 3226 | 1001778 | 85381090
3225 | Raw Material | Metal Parts for BBSI | Inserts | MS Inserts | 219 | M204025 (Mild Steel M204025) | 3225 | 1001779 | 85381090
3224 | Raw Material | Metal Parts for BBSI | Inserts | MS Inserts | 219 | M204024 (Mild Steel M204024) | 3224 | 1001780 | 85381090
3223 | Raw Material | Metal Parts for BBSI | Inserts | MS Inserts | 219 | M203022 (Mild Steel M203022) | 3223 | 1001781 | 85381090
3222 | Raw Material | Metal Parts for BBSI | Inserts | MS Inserts | 219 | M167524 (Mild Steel M167524) | 3222 | 1001782 | 85381090
3221 | Raw Material | Metal Parts for BBSI | Inserts | MS Inserts | 219 | M167522 (Mild Steel M167522) | 3221 | 1001783 | 85381090
3220 | Raw Material | Metal Parts for BBSI | Inserts | MS Inserts | 219 | M165522 (Mild Steel M165522) | 3220 | 1001784 | 85381090
3219 | Raw Material | Metal Parts for BBSI | Inserts | MS Inserts | 219 | M164022 (Mild Steel M164022) | 3219 | 1001785 | 85381090
3218 | Raw Material | Metal Parts for BBSI | Inserts | MS Inserts | 219 | M163522 (Mild Steel M163522) | 3218 | 1001786 | 85381090
3217 | Raw Material | Metal Parts for BBSI | Inserts | MS Inserts | 219 | M163520 (Mild Steel M163520) | 3217 | 1001787 | 85381090
3216 | Raw Material | Metal Parts for BBSI | Inserts | MS Inserts | 219 | M163022 (Mild Steel M163022) | 3216 | 1001788 | 85381090
3215 | Raw Material | Metal Parts for BBSI | Inserts | MS Inserts | 219 | M162536 (Mild Steel M162536) | 3215 | 1001789 | 85381090
3214 | Raw Material | Metal Parts for BBSI | Inserts | MS Inserts | 219 | M162525 (Mild Steel M162525) | 3214 | 1001790 | 85381090
3213 | Raw Material | Metal Parts for BBSI | Inserts | MS Inserts | 219 | M162522 (Mild Steel M162522) | 3213 | 1001791 | 85381090
3212 | Raw Material | Metal Parts for BBSI | Inserts | MS Inserts | 219 | M162022 (Mild Steel M162022) | 3212 | 1001792 | 85381090
3211 | Raw Material | Metal Parts for BBSI | Inserts | MS Inserts | 219 | M142222 (Mild Steel M142222) | 3211 | 1001793 | 85381090
3210 | Raw Material | Metal Parts for BBSI | Inserts | MS Inserts | 219 | M125518 (Mild Steel M125518) | 3210 | 1001794 | 85381090
3209 | Raw Material | Metal Parts for BBSI | Inserts | MS Inserts | 219 | M123518 (Mild Steel M123518) | 3209 | 1001795 | 85381090
3208 | Raw Material | Metal Parts for BBSI | Inserts | MS Inserts | 219 | M123022 (Mild Steel M123022) | 3208 | 1001796 | 85381090
3207 | Raw Material | Metal Parts for BBSI | Inserts | MS Inserts | 219 | M123018 (Mild Steel M123018) | 3207 | 1001797 | 85381090
3206 | Raw Material | Metal Parts for BBSI | Inserts | MS Inserts | 219 | M123017 (Mild Steel M123017) | 3206 | 1001798 | 85381090
3205 | Raw Material | Metal Parts for BBSI | Inserts | MS Inserts | 219 | M122618 (Mild Steel M122618) | 3205 | 1001799 | 85381090
3204 | Raw Material | Metal Parts for BBSI | Inserts | MS Inserts | 219 | M122616 (Mild Steel M122616) | 3204 | 1001800 | 85381090
3203 | Raw Material | Metal Parts for BBSI | Inserts | MS Inserts | 219 | M122522 (Mild Steel M122522) | 3203 | 1001801 | 85381090
3202 | Raw Material | Metal Parts for BBSI | Inserts | MS Inserts | 219 | M122519 (Mild Steel M122519) | 3202 | 1001802 | 85381090
3201 | Raw Material | Metal Parts for BBSI | Inserts | MS Inserts | 219 | M122517 (Mild Steel M122517) | 3201 | 1001803 | 85381090
3200 | Raw Material | Metal Parts for BBSI | Inserts | MS Inserts | 219 | M122516 (Mild Steel M122516) | 3200 | 1001804 | 85381090
3199 | Raw Material | Metal Parts for BBSI | Inserts | MS Inserts | 219 | M122022 (Mild Steel M122022) | 3199 | 1001805 | 85381090
3198 | Raw Material | Metal Parts for BBSI | Inserts | MS Inserts | 219 | M122018 (Mild Steel M122018) | 3198 | 1001806 | 85381090
3197 | Raw Material | Metal Parts for BBSI | Inserts | MS Inserts | 219 | M122016 (Mild Steel M122016) | 3197 | 1001807 | 85381090
3196 | Raw Material | Metal Parts for BBSI | Inserts | MS Inserts | 219 | M121818 (Mild Steel M121818) | 3196 | 1001808 | 85381090
3195 | Raw Material | Metal Parts for BBSI | Inserts | MS Inserts | 219 | M121817 (Mild Steel M121817) | 3195 | 1001809 | 85381090
3194 | Raw Material | Metal Parts for BBSI | Inserts | MS Inserts | 219 | M121816 (Mild Steel M121816) | 3194 | 1001810 | 85381090
3193 | Raw Material | Metal Parts for BBSI | Inserts | MS Inserts | 219 | M121815 (Mild Steel M121815) | 3193 | 1001811 | 85381090
3192 | Raw Material | Metal Parts for BBSI | Inserts | MS Inserts | 219 | M121719 (Mild Steel M121719) | 3192 | 1001812 | 85381090
3191 | Raw Material | Metal Parts for BBSI | Inserts | MS Inserts | 219 | M121716 (Mild Steel M121716) | 3191 | 1001813 | 85381090
3190 | Raw Material | Metal Parts for BBSI | Inserts | MS Inserts | 219 | M121714 (Mild Steel M121714) | 3190 | 1001814 | 85381090
3189 | Raw Material | Metal Parts for BBSI | Inserts | MS Inserts | 219 | M121522 (Mild Steel M121522) | 3189 | 1001815 | 85381090
3188 | Raw Material | Metal Parts for BBSI | Inserts | MS Inserts | 219 | M121518 (Mild Steel M121518) | 3188 | 1001816 | 85381090
3187 | Raw Material | Metal Parts for BBSI | Inserts | MS Inserts | 219 | M121516 (Mild Steel M121516) | 3187 | 1001817 | 85381090
3186 | Raw Material | Metal Parts for BBSI | Inserts | MS Inserts | 219 | M121417 (Mild Steel M121417) | 3186 | 1001818 | 85381090
3185 | Raw Material | Metal Parts for BBSI | Inserts | MS Inserts | 219 | M1141012 (Mild Steel M1141012) | 3185 | 1001819 | 85381090
3184 | Raw Material | Metal Parts for BBSI | Inserts | MS Inserts | 219 | M103516 (Mild Steel M103516) | 3184 | 1001820 | 85381090
3183 | Raw Material | Metal Parts for BBSI | Inserts | MS Inserts | 219 | M103022 (Mild Steel M103022) | 3183 | 1001821 | 85381090
3182 | Raw Material | Metal Parts for BBSI | Inserts | MS Inserts | 219 | M103019 (Mild Steel M103019) | 3182 | 1001822 | 85381090
3181 | Raw Material | Metal Parts for BBSI | Inserts | MS Inserts | 219 | M103018 (Mild Steel M103018) | 3181 | 1001823 | 85381090
3180 | Raw Material | Metal Parts for BBSI | Inserts | MS Inserts | 219 | M103017 (Mild Steel M103017) | 3180 | 1001824 | 85381090
3179 | Raw Material | Metal Parts for BBSI | Inserts | MS Inserts | 219 | M103016 (Mild Steel M103016) | 3179 | 1001825 | 85381090
3178 | Raw Material | Metal Parts for BBSI | Inserts | MS Inserts | 219 | M102522 (Mild Steel M102522) | 3178 | 1001826 | 85381090
3177 | Raw Material | Metal Parts for BBSI | Inserts | MS Inserts | 219 | M102516 (Mild Steel M102516) | 3177 | 1001827 | 85381090
3176 | Raw Material | Metal Parts for BBSI | Inserts | MS Inserts | 219 | M102316 (Mild Steel M102316) | 3176 | 1001828 | 85381090
3175 | Raw Material | Metal Parts for BBSI | Inserts | MS Inserts | 219 | M102314 (Mild Steel M102314) | 3175 | 1001829 | 85381090
3174 | Raw Material | Metal Parts for BBSI | Inserts | MS Inserts | 219 | M102216 (Mild Steel M102216) | 3174 | 1001830 | 85381090
3173 | Raw Material | Metal Parts for BBSI | Inserts | MS Inserts | 219 | M102116 (Mild Steel M102116) | 3173 | 1001831 | 85381090
3172 | Raw Material | Metal Parts for BBSI | Inserts | MS Inserts | 219 | M102025 (Mild Steel M102025) | 3172 | 1001832 | 85381090
3171 | Raw Material | Metal Parts for BBSI | Inserts | MS Inserts | 219 | M102022 (Mild Steel M102022) | 3171 | 1001833 | 85381090
3170 | Raw Material | Metal Parts for BBSI | Inserts | MS Inserts | 219 | M102018 (Mild Steel M102018) | 3170 | 1001834 | 85381090
3169 | Raw Material | Metal Parts for BBSI | Inserts | MS Inserts | 219 | M102016 (Mild Steel M102016) | 3169 | 1001835 | 85381090
3168 | Raw Material | Metal Parts for BBSI | Inserts | MS Inserts | 219 | M102014 (Mild Steel M102014) | 3168 | 1001836 | 85381090
3167 | Raw Material | Metal Parts for BBSI | Inserts | MS Inserts | 219 | M101716 (Mild Steel M101716) | 3167 | 1001837 | 85381090
3166 | Raw Material | Metal Parts for BBSI | Inserts | MS Inserts | 219 | M101714 (Mild Steel M101714) | 3166 | 1001838 | 85381090
3165 | Raw Material | Metal Parts for BBSI | Inserts | MS Inserts | 219 | M101613 (Mild Steel M101613) | 3165 | 1001839 | 85381090
3164 | Raw Material | Metal Parts for BBSI | Inserts | MS Inserts | 219 | M101522 (Mild Steel M101522) | 3164 | 1001840 | 85381090
3163 | Raw Material | Metal Parts for BBSI | Inserts | MS Inserts | 219 | M101516 (Mild Steel M101516) | 3163 | 1001841 | 85381090
3162 | Raw Material | Metal Parts for BBSI | Inserts | MS Inserts | 219 | M101514 (Mild Steel M101514) | 3162 | 1001842 | 85381090
3161 | Raw Material | Metal Parts for BBSI | Inserts | MS Inserts | 219 | M101417 (Mild Steel M101417) | 3161 | 1001843 | 85381090
3160 | Raw Material | Metal Parts for BBSI | Inserts | MS Inserts | 219 | M101416 (Mild Steel M101416) | 3160 | 1001844 | 85381090
3159 | Raw Material | Metal Parts for BBSI | Inserts | MS Inserts | 219 | M101316 (Mild Steel M101316) | 3159 | 1001845 | 85381090
3158 | Raw Material | Metal Parts for BBSI | Inserts | MS Inserts | 219 | M101313 (Mild Steel M101313) | 3158 | 1001846 | 85381090
3157 | Raw Material | Metal Parts for BBSI | Inserts | MS Inserts | 219 | M101216 (Mild Steel M101216) | 3157 | 1001847 | 85381090
3156 | Raw Material | Metal Parts for BBSI | Inserts | MS Inserts | 219 | M101214 (Mild Steel M101214) | 3156 | 1001848 | 85381090
3155 | Raw Material | Metal Parts for BBSI | Inserts | MS Inserts | 219 | M1/4"1512 (Mild Steel M 1/4 1512) | 3155 | 1001948 | 85381090
3154 | Raw Material | Metal Parts for BBSI | Inserts | MS Inserts | 219 | M1/4"109.5 (Mild Steel M1/4" 109.5) | 3154 | 1001850 | 85381090
3153 | Raw Material | Metal Parts for BBSI | Inserts | MS Inserts | 219 | M1/4"10.512 (Mild Steel M1/4"10.512) | 3153 | 1001849 | 85381090
3152 | Raw Material | Metal Parts for BBSI | Inserts | MS Inserts | 219 | M1/4"10.512 (Mild Steel M 1/4 10.512) | 3152 | 1001949 | 85381090
3151 | Raw Material | Metal Parts for BBSI | Inserts | MS Inserts | 219 | M1/2"2018 (Mild Steel M1/2"2018) | 3151 | 1001851 | 85381090
3150 | Raw Material | Metal Parts for BBSI | Inserts | MS Inserts | 219 | M1/2"1818 (Mild Steel M1/2"1818) | 3150 | 1001852 | 85381090
3149 | Raw Material | Metal Parts for BBSI | Inserts | MS Inserts | 219 | M1/2"1522 (Mild Steel M1/2"1522) | 3149 | 1001853 | 85381090
3148 | Raw Material | Metal Parts for BBSI | Inserts | MS Inserts | 219 | M082516 (Mild Steel M082516) | 3148 | 1001854 | 85381090
3147 | Raw Material | Metal Parts for BBSI | Inserts | MS Inserts | 219 | M082016 (Mild Steel M082016) | 3147 | 1001855 | 85381090
3146 | Raw Material | Metal Parts for BBSI | Inserts | MS Inserts | 219 | M082014 (Mild Steel M082014) | 3146 | 1001856 | 85381090
3145 | Raw Material | Metal Parts for BBSI | Inserts | MS Inserts | 219 | M082012 (Mild Steel M082012) | 3145 | 1001857 | 85381090
3144 | Raw Material | Metal Parts for BBSI | Inserts | MS Inserts | 219 | M081816 (Mild Steel M081816) | 3144 | 1001858 | 85381090
3143 | Raw Material | Metal Parts for BBSI | Inserts | MS Inserts | 219 | M081716 (Mild Steel M081716) | 3143 | 1001859 | 85381090
3142 | Raw Material | Metal Parts for BBSI | Inserts | MS Inserts | 219 | M081714 (Mild Steel M081714) | 3142 | 1001860 | 85381090
3141 | Raw Material | Metal Parts for BBSI | Inserts | MS Inserts | 219 | M081712 (Mild Steel M081712) | 3141 | 1001861 | 85381090
3140 | Raw Material | Metal Parts for BBSI | Inserts | MS Inserts | 219 | M081518 (Mild Steel M081518) | 3140 | 1001862 | 85381090
3139 | Raw Material | Metal Parts for BBSI | Inserts | MS Inserts | 219 | M081516 (Mild Steel M081516) | 3139 | 1001863 | 85381090
3138 | Raw Material | Metal Parts for BBSI | Inserts | MS Inserts | 219 | M081514 (Mild Steel M081514) | 3138 | 1001864 | 85381090
3137 | Raw Material | Metal Parts for BBSI | Inserts | MS Inserts | 219 | M081512 (Mild Steel M081512) | 3137 | 1001865 | 85381090
3136 | Raw Material | Metal Parts for BBSI | Inserts | MS Inserts | 219 | M081511 (Mild Steel M081511) | 3136 | 1001866 | 85381090
3135 | Raw Material | Metal Parts for BBSI | Inserts | MS Inserts | 219 | M081416 (Mild Steel M081416) | 3135 | 1001867 | 85381090
3134 | Raw Material | Metal Parts for BBSI | Inserts | MS Inserts | 219 | M081415 (Mild Steel M081415) | 3134 | 1001868 | 85381090
3133 | Raw Material | Metal Parts for BBSI | Inserts | MS Inserts | 219 | M0814.514 (Mild Steel M0814.514) | 3133 | 1001869 | 85381090
3132 | Raw Material | Metal Parts for BBSI | Inserts | MS Inserts | 219 | M081314 (Mild Steel M081314) | 3132 | 1001870 | 85381090
3131 | Raw Material | Metal Parts for BBSI | Inserts | MS Inserts | 219 | M081311 (Mild Steel M081311) | 3131 | 1001871 | 85381090
3130 | Raw Material | Metal Parts for BBSI | Inserts | MS Inserts | 219 | M0813.514 (Mild Steel M0813.514) | 3130 | 1001872 | 85381090
3129 | Raw Material | Metal Parts for BBSI | Inserts | MS Inserts | 219 | M081216 (Mild Steel M081216) | 3129 | 1001873 | 85381090
3128 | Raw Material | Metal Parts for BBSI | Inserts | MS Inserts | 219 | M081214 (Mild Steel M081214) | 3128 | 1001874 | 85381090
3127 | Raw Material | Metal Parts for BBSI | Inserts | MS Inserts | 219 | M081212 (Mild Steel M081212) | 3127 | 1001875 | 85381090
3126 | Raw Material | Metal Parts for BBSI | Inserts | MS Inserts | 219 | M081114 (Mild Steel M081114) | 3126 | 1001876 | 85381090
3125 | Raw Material | Metal Parts for BBSI | Inserts | MS Inserts | 219 | M081014 (Mild Steel M081014) | 3125 | 1001877 | 85381090
3124 | Raw Material | Metal Parts for BBSI | Inserts | MS Inserts | 219 | M081012 (Mild Steel M081012) | 3124 | 1001878 | 85381090
3123 | Raw Material | Metal Parts for BBSI | Inserts | MS Inserts | 219 | M081011 (Mild Steel M081011) | 3123 | 1001879 | 85381090
3122 | Raw Material | Metal Parts for BBSI | Inserts | MS Inserts | 219 | M080814 (Mild Steel M080814) | 3122 | 1001880 | 85381090
3121 | Raw Material | Metal Parts for BBSI | Inserts | MS Inserts | 219 | M068.59.5 (Mild Steel M068.59.5) | 3121 | 1001881 | 85381090
3120 | Raw Material | Metal Parts for BBSI | Inserts | MS Inserts | 219 | M068.512 (Mild Steel M068.512) | 3120 | 1001882 | 85381090
3119 | Raw Material | Metal Parts for BBSI | Inserts | MS Inserts | 219 | M068.2512 (Mild Steel M068.2512) | 3119 | 1001883 | 85381090
3118 | Raw Material | Metal Parts for BBSI | Inserts | MS Inserts | 219 | M067.512 (Mild Steel M067.512) | 3118 | 1001884 | 85381090
3117 | Raw Material | Metal Parts for BBSI | Inserts | MS Inserts | 219 | M062012 (Mild Steel M062012) | 3117 | 1001885 | 85381090
3116 | Raw Material | Metal Parts for BBSI | Inserts | MS Inserts | 219 | M061716 (Mild Steel M061716) | 3116 | 1001886 | 85381090
3115 | Raw Material | Metal Parts for BBSI | Inserts | MS Inserts | 219 | M061612 (Mild Steel M061612) | 3115 | 1001887 | 85381090
3114 | Raw Material | Metal Parts for BBSI | Inserts | MS Inserts | 219 | M061516 (Mild Steel M061516) | 3114 | 1001888 | 85381090
3113 | Raw Material | Metal Parts for BBSI | Inserts | MS Inserts | 219 | M061514 (Mild Steel M061514) | 3113 | 1001889 | 85381090
3112 | Raw Material | Metal Parts for BBSI | Inserts | MS Inserts | 219 | M061512 (Mild Steel M061512) | 3112 | 1001890 | 85381090
3111 | Raw Material | Metal Parts for BBSI | Inserts | MS Inserts | 219 | M061510 (Mild Steel M061510) | 3111 | 1001891 | 85381090
3110 | Raw Material | Metal Parts for BBSI | Inserts | MS Inserts | 219 | M061416 (Mild Steel M061416) | 3110 | 1001892 | 85381090
3109 | Raw Material | Metal Parts for BBSI | Inserts | MS Inserts | 219 | M061412 (Mild Steel M061412) | 3109 | 1001893 | 85381090
3108 | Raw Material | Metal Parts for BBSI | Inserts | MS Inserts | 219 | M061312 (Mild Steel M061312) | 3108 | 1001894 | 85381090
3107 | Raw Material | Metal Parts for BBSI | Inserts | MS Inserts | 219 | M061310 (Mild Steel M061310) | 3107 | 1001895 | 85381090
3106 | Raw Material | Metal Parts for BBSI | Inserts | MS Inserts | 219 | M061216 (Mild Steel M061216) | 3106 | 1001896 | 85381090
3105 | Raw Material | Metal Parts for BBSI | Inserts | MS Inserts | 219 | M061214 (Mild Steel M061214) | 3105 | 1001897 | 85381090
3104 | Raw Material | Metal Parts for BBSI | Inserts | MS Inserts | 219 | M061212 (Mild Steel M061212) | 3104 | 1001898 | 85381090
3103 | Raw Material | Metal Parts for BBSI | Inserts | MS Inserts | 219 | M061210 (Mild Steel M061210) | 3103 | 1001899 | 85381090
3102 | Raw Material | Metal Parts for BBSI | Inserts | MS Inserts | 219 | M0612.512 (Mild Steel M0612.512) | 3102 | 1001900 | 85381090
3101 | Raw Material | Metal Parts for BBSI | Inserts | MS Inserts | 219 | M0612.510 (Mild Steel M0612.510) | 3101 | 1001901 | 85381090
3100 | Raw Material | Metal Parts for BBSI | Inserts | MS Inserts | 219 | M061112 (Mild Steel M061112) | 3100 | 1001902 | 85381090
3099 | Raw Material | Metal Parts for BBSI | Inserts | MS Inserts | 219 | M061014 (Mild Steel M061014) | 3099 | 1001903 | 85381090
3098 | Raw Material | Metal Parts for BBSI | Inserts | MS Inserts | 219 | M061012 (Mild Steel M061012) | 3098 | 1001904 | 85381090
3097 | Raw Material | Metal Parts for BBSI | Inserts | MS Inserts | 219 | M061010 (Mild Steel M061010) | 3097 | 1001905 | 85381090
3096 | Raw Material | Metal Parts for BBSI | Inserts | MS Inserts | 219 | M061009 (Mild Steel M061009) | 3096 | 1001906 | 85381090
3095 | Raw Material | Metal Parts for BBSI | Inserts | MS Inserts | 219 | M0610.512 (Mild Steel M0610.512) | 3095 | 1001907 | 85381090
3094 | Raw Material | Metal Parts for BBSI | Inserts | MS Inserts | 219 | M060912 (Mild Steel M060912) | 3094 | 1001908 | 85381090
3093 | Raw Material | Metal Parts for BBSI | Inserts | MS Inserts | 219 | M060910 (Mild Steel M060910) | 3093 | 1001909 | 85381090
3092 | Raw Material | Metal Parts for BBSI | Inserts | MS Inserts | 219 | M060812 (Mild Steel M060812) | 3092 | 1001910 | 85381090
3091 | Raw Material | Metal Parts for BBSI | Inserts | MS Inserts | 219 | M06079.5 (Mild Steel M06079.5) | 3091 | 1001911 | 85381090
3090 | Raw Material | Metal Parts for BBSI | Inserts | MS Inserts | 219 | M060712 (Mild Steel M060712) | 3090 | 1001912 | 85381090
3089 | Raw Material | Metal Parts for BBSI | Inserts | MS Inserts | 219 | M060711 (Mild Steel M060711) | 3089 | 1001913 | 85381090
3088 | Raw Material | Metal Parts for BBSI | Inserts | MS Inserts | 219 | M060610 (Mild Steel M060610) | 3088 | 1001914 | 85381090
3087 | Raw Material | Metal Parts for BBSI | Inserts | MS Inserts | 219 | M058.510 (Mild Steel M058.510) | 3087 | 1001915 | 85381090
3086 | Raw Material | Metal Parts for BBSI | Inserts | MS Inserts | 219 | M052105 (Mild Steel M052105) | 3086 | 1001916 | 85381090
3085 | Raw Material | Metal Parts for BBSI | Inserts | MS Inserts | 219 | M051512 (Mild Steel M051512) | 3085 | 1001917 | 85381090
3084 | Raw Material | Metal Parts for BBSI | Inserts | MS Inserts | 219 | M051509 (Mild Steel M051509) | 3084 | 1001918 | 85381090
3083 | Raw Material | Metal Parts for BBSI | Inserts | MS Inserts | 219 | M051212 (Mild Steel M051212) | 3083 | 1001919 | 85381090
3082 | Raw Material | Metal Parts for BBSI | Inserts | MS Inserts | 219 | M051210 (Mild Steel M051210) | 3082 | 1001920 | 85381090
3081 | Raw Material | Metal Parts for BBSI | Inserts | MS Inserts | 219 | M051208 (Mild Steel M051208) | 3081 | 1001921 | 85381090
3080 | Raw Material | Metal Parts for BBSI | Inserts | MS Inserts | 219 | M0512.510 (Mild Steel M0512.510) | 3080 | 1001922 | 85381090
3079 | Raw Material | Metal Parts for BBSI | Inserts | MS Inserts | 219 | M051012 (Mild Steel M051012) | 3079 | 1001923 | 85381090
3078 | Raw Material | Metal Parts for BBSI | Inserts | MS Inserts | 219 | M051010 (Mild Steel M051010) | 3078 | 1001924 | 85381090
3077 | Raw Material | Metal Parts for BBSI | Inserts | MS Inserts | 219 | M051008 (Mild Steel M051008) | 3077 | 1001925 | 85381090
3076 | Raw Material | Metal Parts for BBSI | Inserts | MS Inserts | 219 | M0510.508 (Mild Steel M0510.508) | 3076 | 1001926 | 85381090
3075 | Raw Material | Metal Parts for BBSI | Inserts | MS Inserts | 219 | M050910 (Mild Steel M050910) | 3075 | 1001927 | 85381090
3074 | Raw Material | Metal Parts for BBSI | Inserts | MS Inserts | 219 | M05089.5 (Mild Steel M05089.5) | 3074 | 1001928 | 85381090
3073 | Raw Material | Metal Parts for BBSI | Inserts | MS Inserts | 219 | M050812 (Mild Steel M050812) | 3073 | 1001929 | 85381090
3072 | Raw Material | Metal Parts for BBSI | Inserts | MS Inserts | 219 | M050808 (Mild Steel M050808) | 3072 | 1001930 | 85381090
3071 | Raw Material | Metal Parts for BBSI | Inserts | MS Inserts | 219 | M050608 (Mild Steel M050608) | 3071 | 1001931 | 85381090
3070 | Raw Material | Metal Parts for BBSI | Inserts | MS Inserts | 219 | M050509 (Mild Steel M050509) | 3070 | 1001932 | 85381090
3069 | Raw Material | Metal Parts for BBSI | Inserts | MS Inserts | 219 | M041012 (Mild Steel M041012) | 3069 | 1001933 | 85381090
3068 | Raw Material | Metal Parts for BBSI | Inserts | MS Inserts | 219 | M041007 (Mild Steel M041007) | 3068 | 1001934 | 85381090
3067 | Raw Material | Metal Parts for BBSI | Inserts | MS Inserts | 219 | M041006 (Mild Steel M041006) | 3067 | 1001935 | 85381090
3066 | Raw Material | Metal Parts for BBSI | Inserts | MS Inserts | 219 | M040908 (Mild Steel M040908) | 3066 | 1001936 | 85381090
3065 | Raw Material | Metal Parts for BBSI | Inserts | MS Inserts | 219 | M040907 (Mild Steel M040907) | 3065 | 1001937 | 85381090
3064 | Raw Material | Metal Parts for BBSI | Inserts | MS Inserts | 219 | M040712 (Mild Steel M040712) | 3064 | 1001938 | 85381090
3063 | Raw Material | Metal Parts for BBSI | Inserts | MS Inserts | 219 | M040709 (Mild Steel M040709) | 3063 | 1001939 | 85381090
3062 | Raw Material | Metal Parts for BBSI | Inserts | MS Inserts | 219 | M040708 (Mild Steel M040708) | 3062 | 1001940 | 85381090
3061 | Raw Material | Metal Parts for BBSI | Inserts | MS Inserts | 219 | M04069.5 (Mild Steel M04069.5) | 3061 | 1001941 | 85381090
3060 | Raw Material | Metal Parts for BBSI | Inserts | MS Inserts | 219 | M040608 (Mild Steel M040608) | 3060 | 1001942 | 85381090
3059 | Raw Material | Metal Parts for BBSI | Inserts | MS Inserts | 219 | M040508 (Mild Steel M040508) | 3059 | 1001943 | 85381090
3058 | Raw Material | Metal Parts for BBSI | Inserts | MS Inserts | 219 | M030905 (Mild Steel M030905) | 3058 | 1001944 | 85381090
3057 | By Product | Thermoplastic SCRAP | Injection molding scrap | Engineered Plastic | 154 | LUMID GP2300AW NP SCRAP (LUMID GP2300AW NP) | 3057 | 2009029 | 85381090
3056 | Raw Material | Thermoplastic RM | Injection molding RM | Engineered Plastic | 153 | LUMID GP2300AW NP (LUMID GP2300AW NP) | 3056 | 1001043 | 85381090
3055 | Raw Material | Thermoset RM | DMC/SMC Raw Material | Additive | 79 | LPA (LPA) | 3055 | 1001153 | 85381090
3054 | Raw Material | Thermoset RM | DMC/SMC Raw Material | Additive | 79 | LP-91 (LP-91) | 3054 | 1001102 | 85381090
3053 | Raw Material | Thermoset RM | DMC/SMC Raw Material | Additive | 79 | LP -93 (LP -93) | 3053 | 1001132 | 85381090
3052 | Raw Material | Packaging material | Packing boxes | Inner/Outer boxes | 212 | LOCK otr -2 (LOCK OUTER -2) | 3052 | 1001304 | 85381090
3051 | Raw Material | Packaging material | Packing boxes | Inner/Outer boxes | 212 | LOCK otr (LOCK OUTER) | 3051 | 1001303 | 85381090
3050 | Raw Material | Packaging material | Packing boxes | Inner/Outer boxes | 212 | LOCK inr (LOCK INNER) | 3050 | 1001305 | 85381090
3049 | Raw Material | Component for Panel accessories | LED RM | Consumable | 109 | LED-SCREW M3X8MM (LED-SCREW M3X8MM) | 3049 | 1001060 | 85381090
3048 | Raw Material | Component for Panel accessories | LED RM | Consumable | 109 | LED-RUBBER WASHER (LED-RUBBER WASHER) | 3048 | 1001061 | 85381090
3047 | Raw Material | Component for Panel accessories | LED RM | Consumable | 109 | LED-RESISTOR 330E (LED-RESISTOR 330E) | 3047 | 1001062 | 85381090
3046 | Raw Material | Component for Panel accessories | LED RM | Consumable | 109 | LED-RESISTANCE SMD 3K (LED-RESISTANCE SMD 3K) | 3046 | 1001063 | 85381090
3045 | Raw Material | Component for Panel accessories | LED RM | Consumable | 109 | LED-RESISTANCE 820E IW (LED-RESISTANCE 820E IW) | 3045 | 1001064 | 85381090
3044 | Raw Material | Component for Panel accessories | LED RM | Consumable | 109 | LED-RESISTANCE 5K6 IW (LED-RESISTANCE 5K6 IW) | 3044 | 1001065 | 85381090
3043 | Raw Material | Component for Panel accessories | LED RM | Consumable | 109 | LED-RESISTANCE 2W-18K (LED-RESISTANCE 2W-18K) | 3043 | 1001066 | 85381090
3042 | Raw Material | Component for Panel accessories | LED RM | Consumable | 109 | LED-RESISTANCE 2K2 1206 SMD (LED-RESISTANCE 2K2 1206 SMD) | 3042 | 1001067 | 85381090
3041 | Raw Material | Component for Panel accessories | LED RM | Consumable | 109 | LED-RESISTANCE 1M SMD-1206 (LED-RESISTANCE 1M SMD-1206) | 3041 | 1001068 | 85381090
3040 | Raw Material | Component for Panel accessories | LED RM | Consumable | 109 | LED-RESISTANCE 1K-IW (LED-RESISTANCE 1K-IW) | 3040 | 1001069 | 85381090
3039 | Raw Material | Component for Panel accessories | LED RM | Consumable | 109 | LED-RESISTANCE 1K2-IW (LED-RESISTANCE 1K2-IW) | 3039 | 1001070 | 85381090
3038 | Raw Material | Component for Panel accessories | LED RM | Consumable | 109 | LED-REFLECTOR (LED-REFLECTOR) | 3038 | 1001071 | 85381090
3037 | Raw Material | Component for Panel accessories | LED RM | Consumable | 109 | PHOSPHER BRONZE 355X36.5X0.8MM (LED-PHOSPHER BRONZE PATTI) | 3037 | 1001072 | 85381090
3036 | Raw Material | Component for Panel accessories | LED RM | Consumable | 109 | LED-PCB (LED-PCB) | 3036 | 1001073 | 85381090
3035 | Out Sourced / Processed Material | Injection molded component | Consumable | LED parts | 216 | LED-PANEL LOCK (LED-PANEL LOCK) | 3035 | 2001027 | 85381090
3034 | Out Sourced / Processed Material | Injection molded component | Consumable | LED parts | 216 | LED-MAIN BODY (LED-MAIN BODY) | 3034 | 2001028 | 85381090
3033 | Out Sourced / Processed Material | Injection molded component | Consumable | LED parts | 216 | LED-LENCE YELLOW (LED-LENCE YELLOW) | 3033 | 2001029 | 85381090
3032 | Out Sourced / Processed Material | Injection molded component | Consumable | LED parts | 216 | LED-LENCE WHITE (LED-LENCE WHITE) | 3032 | 2001030 | 85381090
3031 | Out Sourced / Processed Material | Injection molded component | Consumable | LED parts | 216 | LED-LENCE RED (LED-LENCE RED) | 3031 | 2001031 | 85381090
3030 | Out Sourced / Processed Material | Injection molded component | Consumable | LED parts | 216 | LED-LENCE GREEN (LED-LENCE GREEN) | 3030 | 2001032 | 85381090
3029 | Out Sourced / Processed Material | Injection molded component | Consumable | LED parts | 216 | LED-LENCE BLUE (LED-LENCE BLUE) | 3029 | 2001033 | 85381090
3028 | Out Sourced / Processed Material | Injection molded component | Consumable | LED parts | 216 | LED-LENCE AMBER (LED-LENCE AMBER) | 3028 | 2001034 | 85381090
3027 | Out Sourced / Processed Material | Injection molded component | Consumable | LED parts | 216 | LED-HEX NUT (LED-HEX NUT) | 3027 | 2001035 | 85381090
3026 | Out Sourced / Processed Material | Injection molded component | Consumable | LED parts | 216 | LED-BACK LOCK YELLOW (LED-BACK LOCK YELLOW) | 3026 | 2001036 | 85381090
3025 | Out Sourced / Processed Material | Injection molded component | Consumable | LED parts | 216 | LED-BACK LOCK WHITE (LED-BACK LOCK WHITE) | 3025 | 2001037 | 85381090
3024 | Out Sourced / Processed Material | Injection molded component | Consumable | LED parts | 216 | LED-BACK LOCK RED (LED-BACK LOCK RED) | 3024 | 2001038 | 85381090
3023 | Out Sourced / Processed Material | Injection molded component | Consumable | LED parts | 216 | LED-BACK LOCK GREEN (LED-BACK LOCK GREEN) | 3023 | 2001039 | 85381090
3022 | Out Sourced / Processed Material | Injection molded component | Consumable | LED parts | 216 | LED-BACK LOCK BLUE (LED-BACK LOCK BLUE) | 3022 | 2001040 | 85381090
3021 | Out Sourced / Processed Material | Injection molded component | Consumable | LED parts | 216 | LED-BACK LOCK AMBER (LED-BACK LOCK AMBER) | 3021 | 2001041 | 85381090
3020 | Raw Material | Component for Panel accessories | LED RM | Consumable | 109 | LED-ASSEMBLED CIRCUITS YELLOW (LED-ASSEMBLED CIRCUITS YELLOW) | 3020 | 1001074 | 85381090
3019 | Raw Material | Component for Panel accessories | LED RM | Consumable | 109 | LED-ASSEMBLED CIRCUITS WHITE (LED-ASSEMBLED CIRCUITS WHITE) | 3019 | 1001075 | 85381090
3018 | Raw Material | Component for Panel accessories | LED RM | Consumable | 109 | LED-ASSEMBLED CIRCUITS RED (LED-ASSEMBLED CIRCUITS RED) | 3018 | 1001076 | 85381090
3017 | Raw Material | Component for Panel accessories | LED RM | Consumable | 109 | LED-ASSEMBLED CIRCUITS GREEN (LED-ASSEMBLED CIRCUITS GREEN) | 3017 | 1001077 | 85381090
3016 | Raw Material | Component for Panel accessories | LED RM | Consumable | 109 | LED-ASSEMBLED CIRCUITS BLUE (LED-ASSEMBLED CIRCUITS BLUE) | 3016 | 1001078 | 85381090
3015 | Raw Material | Component for Panel accessories | LED RM | Consumable | 109 | LED WATER COLOUR SMD - YELLOW COLOR (LED WATER COLOUR SMD - YELLOW COLOR) | 3015 | 1001079 | 85381090
3014 | Raw Material | Component for Panel accessories | LED RM | Consumable | 109 | LED WATER COLOUR SMD - WHITE COLOUR (LED WATER COLOUR SMD - WHITE COLOUR) | 3014 | 1001080 | 85381090
3013 | Raw Material | Component for Panel accessories | LED RM | Consumable | 109 | LED WATER COLOUR SMD - RED COLOUR (LED WATER COLOUR SMD - RED COLOUR) | 3013 | 1001081 | 85381090
3012 | Raw Material | Component for Panel accessories | LED RM | Consumable | 109 | LED WATER COLOUR SMD - GREEN COLOUR (LED WATER COLOUR SMD - GREEN COLOUR) | 3012 | 1001082 | 85381090
3011 | Raw Material | Component for Panel accessories | LED RM | Consumable | 109 | LED WATER COLOUR SMD - BLUE COLOR (LED WATER COLOUR SMD - BLUE COLOR) | 3011 | 1001083 | 85381090
3010 | Raw Material | Component for Panel accessories | LED RM | Consumable | 109 | LED WATER COLOR SMD - ORANGE COLOR (LED WATER COLOR SMD - ORANGE COLOR) | 3010 | 1001084 | 85381090
3009 | Raw Material | Component for Panel accessories | LED RM | Consumable | 109 | LED WATER COLOR SMD - AMBER COLOR (LED WATER COLOR SMD - AMBER COLOR) | 3009 | 1001085 | 85381090
3008 | Raw Material | Component for Panel accessories | LED RM | Consumable | 109 | LED PIXEL 2835 2W (LED PIXEL 2835 2W) | 3008 | 1001086 | 85381090
3007 | Raw Material | Component for Panel accessories | LED RM | Consumable | 109 | LED PHOAPHWE BRONZE SHEET (LED PHOAPHWE BRONZE SHEET) | 3007 | 1001087 | 85381090
3006 | Out Sourced / Processed Material | Injection molded component | Consumable | LED parts | 216 | LED LENSE YELLOW (LED LENSE YELLOW) | 3006 | 2001022 | 85381090
3005 | Out Sourced / Processed Material | Injection molded component | Consumable | LED parts | 216 | LED LENSE RED (LED LENSE RED) | 3005 | 2001023 | 85381090
3004 | Out Sourced / Processed Material | Injection molded component | Consumable | LED parts | 216 | LED LENSE GREEN (LED LENSE GREEN) | 3004 | 2001024 | 85381090
3003 | Out Sourced / Processed Material | Injection molded component | Consumable | LED parts | 216 | LED LENSE BLUE (LED LENSE BLUE) | 3003 | 2001025 | 85381090
3002 | Out Sourced / Processed Material | Injection molded component | Consumable | LED parts | 216 | LED LENSE AMBER (LED LENSE AMBER) | 3002 | 2001026 | 85381090
3001 | Raw Material | Component for Panel accessories | LED RM | Consumable | 109 | LED CIRCUIT (LED CIRCUIT) | 3001 | 1001088 | 85381090
3000 | Raw Material | Thermoset RM | DMC/SMC Raw Material | Additive | 79 | LDPE (LDPE) | 3000 | 1001154 | 39010000
2999 | Raw Material | Packaging material | Packing boxes | Inner/Outer boxes | 212 | L.E.D PRINT otr (L.E.D PRINT OUTER) | 2999 | 1001306 | 85381090
2998 | Raw Material | Packaging material | Packing boxes | Inner/Outer boxes | 212 | L.E.D PRINT inr (L.E.D PRINT INNER) | 2998 | 1001307 | 85381090
2997 | Raw Material | Packaging material | Packing boxes | Inner/Outer boxes | 212 | L.E.D inr JALI(TRAY) (L.E.D INNER JALI(TRAY)) | 2997 | 1001308 | 85381090
2996 | By Product | Thermoplastic SCRAP | Injection molding scrap | Engineered Plastic | 154 | K-RESIN KR 99 SCRAP (K-RESIN STRENE BUTADLENE COPOLYMER KR 99) | 2996 | 2009030 | 85381090
2995 | Raw Material | Thermoplastic RM | Injection molding RM | Engineered Plastic | 153 | K-RESIN KR 99 (K-RESIN STRENE BUTADLENE COPOLYMER KR 99) | 2995 | 1001044 | 85381090
2994 | Raw Material | Packaging material | Packing boxes | Inner/Outer boxes | 212 | K-3 otr (K-3 OUTER) | 2994 | 1001309 | 85381090
2993 | Raw Material | Packaging material | Packing boxes | Inner/Outer boxes | 212 | K-3 PRINT inr (K-3 PRINT INNER) | 2993 | 1001310 | 85381090
2992 | Raw Material | Packaging material | Packing boxes | Inner/Outer boxes | 212 | K-2 otr (K-2 OUTER) | 2992 | 1001311 | 85381090
2991 | Raw Material | Packaging material | Packing boxes | Inner/Outer boxes | 212 | K-2 wht inr (K-2 WHITE INNER) | 2991 | 1001312 | 85381090
2990 | Raw Material | Packaging material | Packing boxes | Inner/Outer boxes | 212 | K2 PRINT inr (K2 PRINT INNER) | 2990 | 1001313 | 85381090
2989 | Raw Material | Packaging material | Packing boxes | Inner/Outer boxes | 212 | K-2 PRINT inr (K-2 PRINT INNER) | 2989 | 1001314 | 85381090
2988 | Raw Material | Packaging material | Packing boxes | Inner/Outer boxes | 212 | K-1 otr (K-1 OUTER) | 2988 | 1001315 | 85381090
2987 | Raw Material | Packaging material | Packing boxes | Inner/Outer boxes | 212 | K-1 PRINT inr (K-1 PRINT INNER) | 2987 | 1001316 | 85381090
2986 | Finished Good | Pultruded Products | Standard & Fabricated Pultruted Products | Pado | 237 | IT10125 (TUBE OD16XID10.5 (109MM)) | 2986 | 3003725 | 85381090
2985 | Finished Good | Pultruded Products | Standard & Fabricated Pultruted Products | Pado | 237 | IT10120 (TUBE OD16XID10.5 (104MM)) | 2985 | 3003726 | 85381090
2984 | Finished Good | Pultruded Products | Standard & Fabricated Pultruted Products | Pado | 237 | IT10100 (TUBE OD16XID10.5 (84MM)) | 2984 | 3003727 | 85381090
2983 | Finished Good | Pultruded Products | Standard & Fabricated Pultruted Products | Pado | 237 | IT10080 (TUBE OD16XID10.5 (64MM)) | 2983 | 3003728 | 85381090
2982 | Finished Good | Pultruded Products | Standard & Fabricated Pultruted Products | Pado | 237 | IT10060 (TUBE OD16XID10.5 (44MM)) | 2982 | 3003729 | 85381090
2981 | Finished Good | Pultruded Products | Standard & Fabricated Pultruted Products | Pado | 237 | IT10050 (TUBE OD16XID10.5 (34MM)) | 2981 | 3003730 | 85381090
2980 | Finished Good | Pultruded Products | Standard & Fabricated Pultruted Products | Pado | 237 | IT10040 (TUBE OD16XID10.5 (24MM)) | 2980 | 3003731 | 85381090
2979 | Finished Good | Low Voltage Busbar Supports & Connector | SMC/DMC Busbar Supports & Connector | PADO | 328 | IS64628 (PD4C-628) | 2979 | 3003732 | 85381090
2978 | Finished Good | Low Voltage Busbar Supports & Connector | SMC/DMC Busbar Supports & Connector | PADO | 328 | IS43611 (PD46P-306/311) | 2978 | 3003733 | 85381090
2977 | Finished Good | Low Voltage Busbar Supports & Connector | SMC/DMC Busbar Supports & Connector | PADO | 328 | IS42306 (PD92P-306/311) | 2977 | 3003734 | 85381090
2976 | Finished Good | Low Voltage Busbar Supports & Connector | SMC/DMC Busbar Supports & Connector | PADO | 328 | IS41205 (PD81P-205/206) | 2976 | 3003735 | 85381090
2975 | Finished Good | Low Voltage Busbar Supports & Connector | SMC/DMC Busbar Supports & Connector | PADO | 328 | IS41106 (PD 81P 106/111) | 2975 | 3003736 | 85381090
2974 | Finished Good | Low Voltage Busbar Supports & Connector | SMC/DMC Busbar Supports & Connector | PADO | 328 | IS32306 (PD82P-306/211) | 2974 | 3003737 | 85381090
2973 | Finished Good | Low Voltage Busbar Supports & Connector | SMC/DMC Busbar Supports & Connector | PADO | 328 | IS31306 (PD31P-306/211) | 2973 | 3003738 | 85381090
2972 | Finished Good | Low Voltage Busbar Supports & Connector | SMC/DMC Busbar Supports & Connector | PADO | 328 | IS30206 (PD30P-207/111) | 2972 | 3003739 | 85381090
2971 | Finished Good | Pultruded Products | Standard & Fabricated Pultruted Products | Pado | 237 | IS15410 (PF-1500X40X10) | 2971 | 3003740 | 85381090
2970 | Finished Good | Pultruded Products | Standard & Fabricated Pultruted Products | Pado | 237 | IS15405 (PF-1500X40X5) | 2970 | 3003741 | 85381090
2969 | Finished Good | Low Voltage Busbar Supports & Connector | SMC/DMC Busbar Supports & Connector | PADO | 328 | IS12406 (PD12P-406/311) | 2969 | 3003742 | 85381090
2968 | Finished Good | Low Voltage Busbar Supports & Connector | SMC/DMC Busbar Supports & Connector | PADO | 328 | IS11306 (PD11P-306/211) | 2968 | 3003743 | 85381090
2967 | Finished Good | Low Voltage Standoff Insulators | Thermoset DMC/BMC Insulators | Pado | 240 | IS04845 (PD4C-845) | 2967 | 3003744 | 85381090
2966 | Finished Good | Low Voltage Standoff Insulators | Thermoset DMC/BMC Insulators | Pado | 240 | IS04845 (4C-845) | 2966 | 3003745 | 85381090
2965 | Finished Good | Low Voltage Standoff Insulators | Thermoset DMC/BMC Insulators | Pado | 240 | IS04630 (4C630) | 2965 | 3003746 | 85381090
2964 | Finished Good | Low Voltage Standoff Insulators | Thermoset DMC/BMC Insulators | Pado | 240 | IS04525 (4C525) | 2964 | 3003747 | 85381090
2963 | Finished Good | Low Voltage Busbar Supports & Connector | SMC/DMC Busbar Supports & Connector | PADO | 328 | IS00210 (GP-210) | 2963 | 3003748 | 85381090
2962 | Finished Good | Low Voltage Busbar Supports & Connector | SMC/DMC Busbar Supports & Connector | PADO | 328 | IS00206 (GP-206) | 2962 | 3003749 | 85381090
2961 | Finished Good | Low Voltage Busbar Supports & Connector | SMC/DMC Busbar Supports & Connector | PADO | 328 | IS00110 (GP-110) | 2961 | 3003750 | 85381090
2960 | Finished Good | Low Voltage Busbar Supports & Connector | SMC/DMC Busbar Supports & Connector | PADO | 328 | IS00106 (GP-106) | 2960 | 3003751 | 85381090
2959 | Raw Material | Thermoset RM | DMC/SMC Raw Material | Additive | 79 | IR-701 (IR-701) | 2959 | 1001103 | 85381090
2958 | Finished Good | Metal Spacer | MS | Pado | 236 | IP61100 (PMFP/M6/AF10/L100) | 2958 | 3003752 | 85381090
2957 | Finished Good | Metal Spacer | MS | Pado | 236 | IP61080 (PMFP/M6/AF10/L80) | 2957 | 3003753 | 85381090
2956 | Finished Good | Metal Spacer | MS | Pado | 236 | IP61070 (PMFP/M6/AF10/L70) | 2956 | 3003754 | 85381090
2955 | Finished Good | Metal Spacer | MS | Pado | 236 | IP61060 (PMFP/M6/AF10/L60) | 2955 | 3003755 | 85381090
2954 | Finished Good | Metal Spacer | MS | Pado | 236 | IP61050 (PMFP/M6/AF10/L50) | 2954 | 3003756 | 85381090
2953 | Finished Good | Metal Spacer | MS | Pado | 236 | IP61040 (PMFP/M6/AF10/L40) | 2953 | 3003757 | 85381090
2952 | Finished Good | Metal Spacer | MS | Pado | 236 | IP61030 (PMFP/M6/AF10/L30) | 2952 | 3003758 | 85381090
2951 | Finished Good | Metal Spacer | MS | Pado | 236 | IP61025 (PMFP/M6/AF10/L25) | 2951 | 3003759 | 85381090
2950 | Finished Good | Metal Spacer | MS | Pado | 236 | IP61020 (PMFP/M6/AF10/L20) | 2950 | 3003760 | 85381090
2949 | Finished Good | Metal Spacer | MS | Pado | 236 | IP61015 (PMFP/M6/AF10/L15) | 2949 | 3003761 | 85381090
2948 | Finished Good | Metal Spacer | MS | Pado | 236 | IP61010 (PMFP/M6/AF10/L10) | 2948 | 3003762 | 85381090
2947 | Finished Good | Metal Spacer | MS | Pado | 236 | IP50880 (PMFP/M5/AF8/L80) | 2947 | 3003763 | 85381090
2946 | Finished Good | Metal Spacer | MS | Pado | 236 | IP50850 (PMFP/M5/AF8/L50) | 2946 | 3003764 | 85381090
2945 | Finished Good | Metal Spacer | MS | Pado | 236 | IP50840 (PMFP/M5/AF8/L40) | 2945 | 3003765 | 85381090
2944 | Finished Good | Metal Spacer | MS | Pado | 236 | IP50830 (PMFP/M5/AF8/L30) | 2944 | 3003766 | 85381090
2943 | Finished Good | Metal Spacer | MS | Pado | 236 | IP50820 (PMFP/M5/AF8/L20) | 2943 | 3003767 | 85381090
2942 | Finished Good | Metal Spacer | MS | Pado | 236 | IP50815 (PMFP/M5/AF8/L15) | 2942 | 3003768 | 85381090
2941 | Finished Good | Metal Spacer | MS | Pado | 236 | IP50810 (PMFP/M5/AF8/L10) | 2941 | 3003769 | 85381090
2940 | Finished Good | Panel Accessories | Fan Louver | Pado | 235 | IF00220 (AV230) | 2940 | 3003770 | 85381090
2939 | Finished Good | Panel Accessories | Fan Louver | Pado | 235 | IF00175E (AV184DM604) | 2939 | 3003771 | 85381090
2938 | Finished Good | Panel Accessories | Fan Louver | Pado | 235 | IF00175 (AV184) | 2938 | 3003772 | 85381090
2937 | Finished Good | Panel Accessories | Fan Louver | Pado | 235 | IF00120 (AV130) | 2937 | 3003773 | 85381090
2936 | Finished Good | Low Voltage Standoff Insulators | Thermoset DMC/BMC Insulators | Pado | 240 | IA04050 (MV4050) | 2936 | 3003774 | 85381090
2935 | Finished Good | Low Voltage Standoff Insulators | Polyamide Insulator | SCHNEIDER | 355 | HUA45079 (PH 830- M8 x 30mm -V-0 Grade - MS Insert) | 2935 | 3003640 | 85381090
2934 | Finished Good | Low Voltage Standoff Insulators | Polyamide Insulator | SCHNEIDER | 355 | HUA45078 (PH-625 M6 V0- M6 x 25mm -V-0 Grade - MS Insert) | 2934 | 3003641 | 85381090
2933 | Finished Good | Low Voltage Standoff Insulators | Thermoset DMC/BMC Insulators | SCHNEIDER | 291 | HUA42485 (20HH6(7)20 -Full Hex AF-20mm X 20mm - M6 MS Insert) | 2933 | 3003660 | 85381090
2932 | Finished Good | Low Voltage Standoff Insulators | Thermoset DMC/BMC Insulators | SCHNEIDER | 291 | HUA42425-LV (25HH6(9)30 -Full Hex AF-25mm X 30mm - M6 MS Insert) | 2932 | 3003655 | 85381090
2931 | Finished Good | Low Voltage Standoff Insulators | Thermoset DMC/BMC Insulators | SCHNEIDER | 291 | HUA42425 (25HH6(9)30 -Full Hex AF-25mm X 30mm - M6 MS Insert) | 2931 | 3003656 | 85381090
2930 | Finished Good | Low Voltage Standoff Insulators | Thermoset DMC/BMC Insulators | SCHNEIDER | 291 | HUA42412-LV (25HH625 -Full Hex AF-25mm X 25mm - M6 MS Insert) | 2930 | 3003652 | 85381090
2929 | Finished Good | Low Voltage Standoff Insulators | Thermoset DMC/BMC Insulators | SCHNEIDER | 291 | HUA42412 (25HH625 -Full Hex AF-25mm X 25mm - M6 MS Insert) | 2929 | 3003653 | 85381090
2928 | Finished Good | Low Voltage Standoff Insulators | Thermoset DMC/BMC Insulators | SCHNEIDER | 291 | HUA42403 (25HH840 -Full Hex AF-25mm X 40mm - M8 MS Insert) | 2928 | 3003647 | 85381090
2927 | Finished Good | Low Voltage Standoff Insulators | Thermoset DMC/BMC Insulators | SCHNEIDER | 291 | HUA38861 (25HH845-Full Hex AF-25mm X 45mm - M8 MS Insert) | 2927 | 3003644 | 85381090
2926 | Finished Good | Low Voltage Standoff Insulators | Thermoset DMC/BMC Insulators | SCHNEIDER | 291 | HUA38860 (25HH840 -Full Hex AF-25mm X 40mm - M8 MS Insert) | 2926 | 3003645 | 85381090
2925 | Finished Good | Low Voltage Standoff Insulators | Thermoset DMC/BMC Insulators | SCHNEIDER | 291 | HUA38859 (25HH830 -Full Hex AF-25mm X 30mm - M8 MS Insert ) | 2925 | 3003648 | 85381090
2924 | Finished Good | Low Voltage Standoff Insulators | Thermoset DMC/BMC Insulators | SCHNEIDER | 291 | HUA38802 (25HH6(10)40 -Full Hex AF-25mm X 40mm - M6 MS Insert) | 2924 | 3003657 | 85381090
2923 | By Product | Thermoplastic SCRAP | Injection molding scrap | Engineered Plastic | 154 | HIPS-425N SCRAP (HIGH IMPACT POLYSTYRENE HIPS-425N) | 2923 | 2009032 | 85381090
2922 | Raw Material | Thermoplastic RM | Injection molding RM | Engineered Plastic | 153 | HIPS-425N (HIGH IMPACT POLYSTYRENE HIPS-425N) | 2922 | 1001046 | 85381090
2921 | By Product | Thermoplastic SCRAP | Injection molding scrap | Engineered Plastic | 154 | HIPS INEOS PST 476L SCRAP (HIPS INEOS PST 476L) | 2921 | 2009031 | 85381090
2920 | Raw Material | Thermoplastic RM | Injection molding RM | Engineered Plastic | 153 | HIPS INEOS PST 476L (HIPS INEOS PST 476L) | 2920 | 1001045 | 85381090
2919 | Finished Good | Medium Voltage Standoff Insulators | Thermoset DMC/BMC | 8.5 kV Series | 68 | HHMV6090-MS (HH 8.5KV DMC Insualtors D-60 x 90mm - MS Insert ) | 2919 | 3006145 | 85381090
2918 | Finished Good | Medium Voltage Standoff Insulators | Thermoset DMC/BMC | 11 kV Series | 4 | HHMV60130-MS (HH 12KV DMC Insualtors D-60 x 130mm - MS Insert ) | 2918 | 3006146 | 85381090
2917 | Raw Material | Machined Metal Parts | Metal Items | Consumable Items | 111 | HEX BOLT M8X28MM(C) (TB4108) (HEX BOLT M8X28MM(C) (TB4108)) | 2917 | 1001249 | 85381090
2916 | Raw Material | Machined Metal Parts | Metal Items | Consumable Items | 111 | HEX BOLT M6X28MM(C) (TB4106) (HEX BOLT M6X28MM(C) (TB4106)) | 2916 | 1001250 | 85381090
2915 | Raw Material | Machined Metal Parts | Metal Items | Consumable Items | 111 | HEX BOLT 8X35 (C) (HEX BOLT 8X35 (C)) | 2915 | 1001251 | 85381090
2914 | Raw Material | Machined Metal Parts | Metal Items | Consumable Items | 111 | HEX BOLT 10X45 (C) (HEX BOLT 10X45 (C)) | 2914 | 1001252 | 85381090
2913 | By Product | Thermoplastic SCRAP | Injection molding scrap | Engineered Plastic | 154 | HDPE SCRAP (HDPE) | 2913 | 2009033 | 85381090
2912 | Raw Material | Thermoplastic RM | Injection molding RM | Engineered Plastic | 153 | HDPE (HDPE) | 2912 | 1001047 | 39012000
2911 | Raw Material | Component of Current Transformer | Consumables for Current Transformer | Consumable | 108 | HARDNER CT (HARDNER CT) | 2911 | 1001554 | 85381090
2910 | Finished Good | Low Voltage Standoff Insulators | Thermoset DMC/BMC Insulators | Hexagonal Insulator | 209 | H865(M8)-SS (Hexagonal Insulator M8 x 65mm - SS Insert ) | 2910 | 3006373 | 85381090
2909 | Finished Good | Low Voltage Standoff Insulators | Thermoset DMC/BMC Insulators | Hexagonal Insulator | 209 | H865(M8)-MS (Hexagonal Insulator M8 x 65mm - MS Insert ) | 2909 | 3006463 | 85381090
2908 | Finished Good | Low Voltage Standoff Insulators | Thermoset DMC/BMC Insulators | Hexagonal Insulator | 209 | H865(M8)-BR (Hexagonal Insulator M8 x 65mm - BR Insert ) | 2908 | 3006418 | 85381090
2907 | Finished Good | Low Voltage Standoff Insulators | Thermoset DMC/BMC Insulators | Hexagonal Insulator | 209 | H865(M8)-AL (Hexagonal Insulator M8 x 65mm - AL Insert ) | 2907 | 3006328 | 85381090
2906 | Finished Good | Low Voltage Standoff Insulators | Thermoset DMC/BMC Insulators | Hexagonal Insulator | 209 | H860(M8)-SS (Hexagonal Insulator M8 x 60mm - SS Insert ) | 2906 | 3006377 | 85381090
2905 | Finished Good | Low Voltage Standoff Insulators | Thermoset DMC/BMC Insulators | Hexagonal Insulator | 209 | H860(M8)-MS (Hexagonal Insulator M8 x 60mm - MS Insert ) | 2905 | 3006467 | 85381090
2904 | Finished Good | Low Voltage Standoff Insulators | Thermoset DMC/BMC Insulators | Hexagonal Insulator | 209 | H860(M8)-BR (Hexagonal Insulator M8 x 60mm - BR Insert ) | 2904 | 3006422 | 85381090
2903 | Finished Good | Low Voltage Standoff Insulators | Thermoset DMC/BMC Insulators | Hexagonal Insulator | 209 | H860(M8)-AL (Hexagonal Insulator M8 x 60mm - AL Insert ) | 2903 | 3006332 | 85381090
2902 | Finished Good | Low Voltage Standoff Insulators | Thermoset DMC/BMC Insulators | Hexagonal Insulator | 209 | H850(M8)-SS (Hexagonal Insulator M8 x 50mm - SS Insert ) | 2902 | 3006381 | 85381090
2901 | Finished Good | Low Voltage Standoff Insulators | Thermoset DMC/BMC Insulators | Hexagonal Insulator | 209 | H850(M8)-MS (Hexagonal Insulator M8 x 50mm - MS Insert ) | 2901 | 3006471 | 85381090
2900 | Finished Good | Low Voltage Standoff Insulators | Thermoset DMC/BMC Insulators | Hexagonal Insulator | 209 | H850(M8)-BR (Hexagonal Insulator M8 x 50mm - BR Insert ) | 2900 | 3006426 | 85381090
2899 | Finished Good | Low Voltage Standoff Insulators | Thermoset DMC/BMC Insulators | Hexagonal Insulator | 209 | H850(M8)-AL (Hexagonal Insulator M8 x 50mm - AL Insert ) | 2899 | 3006336 | 85381090
2898 | Finished Good | Low Voltage Standoff Insulators | Thermoset DMC/BMC Insulators | Hexagonal Insulator | 209 | H845(M8)-SS (Hexagonal Insulator M8 x 45mm - SS Insert ) | 2898 | 3006384 | 85381090
2897 | Finished Good | Low Voltage Standoff Insulators | Thermoset DMC/BMC Insulators | Hexagonal Insulator | 209 | H845(M8)-MS (Hexagonal Insulator M8 x 45mm - MS Insert ) | 2897 | 3006474 | 85381090
2896 | Finished Good | Low Voltage Standoff Insulators | Thermoset DMC/BMC Insulators | Hexagonal Insulator | 209 | H845(M8)-BR (Hexagonal Insulator M8 x 45mm - BR Insert ) | 2896 | 3006429 | 85381090
2895 | Finished Good | Low Voltage Standoff Insulators | Thermoset DMC/BMC Insulators | Hexagonal Insulator | 209 | H845(M8)-AL (Hexagonal Insulator M8 x 45mm - AL Insert ) | 2895 | 3006339 | 85381090
2894 | Finished Good | Low Voltage Standoff Insulators | Thermoset DMC/BMC Insulators | Hexagonal Insulator | 209 | H840(M8)-SS (Hexagonal Insulator M8 x 40mm - SS Insert ) | 2894 | 3006387 | 85381090
2893 | Finished Good | Low Voltage Standoff Insulators | Thermoset DMC/BMC Insulators | Hexagonal Insulator | 209 | H840(M8)-MS (Hexagonal Insulator M8 x 40mm - MS Insert ) | 2893 | 3006477 | 85381090
2892 | Finished Good | Low Voltage Standoff Insulators | Thermoset DMC/BMC Insulators | Hexagonal Insulator | 209 | H840(M8)-BR (Hexagonal Insulator M8 x 40mm - BR Insert ) | 2892 | 3006432 | 85381090
2891 | Finished Good | Low Voltage Standoff Insulators | Thermoset DMC/BMC Insulators | Hexagonal Insulator | 209 | H840(M8)-AL (Hexagonal Insulator M8 x 40mm - AL Insert ) | 2891 | 3006342 | 85381090
2890 | Finished Good | Low Voltage Standoff Insulators | Thermoset DMC/BMC Insulators | Hexagonal Insulator | 209 | H835(M8)-SS (Hexagonal Insulator M8 x 35mm - SS Insert ) | 2890 | 3006392 | 85381090
2889 | Finished Good | Low Voltage Standoff Insulators | Thermoset DMC/BMC Insulators | Hexagonal Insulator | 209 | H835(M8)-MS (Hexagonal Insulator M8 x 35mm - MS Insert ) | 2889 | 3006482 | 85381090
2888 | Finished Good | Low Voltage Standoff Insulators | Thermoset DMC/BMC Insulators | Hexagonal Insulator | 209 | H835(M8)-BR (Hexagonal Insulator M8 x 35mm - BR Insert ) | 2888 | 3006437 | 85381090
2887 | Finished Good | Low Voltage Standoff Insulators | Thermoset DMC/BMC Insulators | Hexagonal Insulator | 209 | H835(M8)-AL (Hexagonal Insulator M8 x 35mm - AL Insert ) | 2887 | 3006347 | 85381090
2886 | Finished Good | Low Voltage Standoff Insulators | Thermoset DMC/BMC Insulators | Hexagonal Insulator | 209 | H830(M8)-SS (Hexagonal Insulator M8 x 30mm - SS Insert ) | 2886 | 3006395 | 85381090
2885 | Finished Good | Low Voltage Standoff Insulators | Thermoset DMC/BMC Insulators | Hexagonal Insulator | 209 | H830(M8)-MS (Hexagonal Insulator M8 x 30mm - MS Insert ) | 2885 | 3006485 | 85381090
2884 | Finished Good | Low Voltage Standoff Insulators | Thermoset DMC/BMC Insulators | Hexagonal Insulator | 209 | H830(M8)-BR (Hexagonal Insulator M8 x 30mm - BR Insert ) | 2884 | 3006440 | 85381090
2883 | Finished Good | Low Voltage Standoff Insulators | Thermoset DMC/BMC Insulators | Hexagonal Insulator | 209 | H830(M8)-AL (Hexagonal Insulator M8 x 30mm - AL Insert ) | 2883 | 3006350 | 85381090
2882 | Finished Good | Low Voltage Standoff Insulators | Thermoset DMC/BMC Insulators | Hexagonal Insulator | 209 | H825(M8)-SS (Hexagonal Insulator M8 x 25mm - SS Insert ) | 2882 | 3006397 | 85381090
2881 | Finished Good | Low Voltage Standoff Insulators | Thermoset DMC/BMC Insulators | Hexagonal Insulator | 209 | H825(M8)-MS (Hexagonal Insulator M8 x 25mm - MS Insert ) | 2881 | 3006487 | 85381090
2880 | Finished Good | Low Voltage Standoff Insulators | Thermoset DMC/BMC Insulators | Hexagonal Insulator | 209 | H825(M8)-BR (Hexagonal Insulator M8 x 25mm - BR Insert ) | 2880 | 3006442 | 85381090
2879 | Finished Good | Low Voltage Standoff Insulators | Thermoset DMC/BMC Insulators | Hexagonal Insulator | 209 | H825(M8)-AL (Hexagonal Insulator M8 x 25mm - AL Insert ) | 2879 | 3006352 | 85381090
2878 | Raw Material | Packaging material | Packing boxes | Inner/Outer boxes | 212 | H76 otr (H76 OUTER) | 2878 | 1001317 | 85381090
2877 | Raw Material | Packaging material | Packing boxes | Inner/Outer boxes | 212 | H76 PRINT inr (H76 PRINT INNER) | 2877 | 1001318 | 85381090
2876 | Raw Material | Packaging material | Packing boxes | Inner/Outer boxes | 212 | H75 PRINT inr (H75 PRINT INNER) | 2876 | 1001319 | 85381090
2875 | Raw Material | Packaging material | Packing boxes | Inner/Outer boxes | 212 | H75 otr (H75 OUTER) | 2875 | 1001320 | 85381090
2874 | Raw Material | Packaging material | Packing boxes | Inner/Outer boxes | 212 | H70 SOCOMEC wht inr (H70 SOCOMEC WHITE INNER) | 2874 | 1001321 | 85381090
2873 | Raw Material | Packaging material | Packing boxes | Inner/Outer boxes | 212 | H70 SOCOMEC cft otr (H70 SOCOMEC CRAFT OUTER) | 2873 | 1001322 | 85381090
2872 | Finished Good | Low Voltage Standoff Insulators | Thermoset DMC/BMC Insulators | Hexagonal Insulator | 209 | H650(M6)-SS (Hexagonal Insulator M6 x 50mm - SS Insert ) | 2872 | 3006382 | 85381090
2871 | Finished Good | Low Voltage Standoff Insulators | Thermoset DMC/BMC Insulators | Hexagonal Insulator | 209 | H650(M6)-MS (Hexagonal Insulator M6 x 50mm - MS Insert ) | 2871 | 3006472 | 85381090
2870 | Finished Good | Low Voltage Standoff Insulators | Thermoset DMC/BMC Insulators | Hexagonal Insulator | 209 | H650(M6)-BR (Hexagonal Insulator M6 x 50mm - BR Insert ) | 2870 | 3006427 | 85381090
2869 | Finished Good | Low Voltage Standoff Insulators | Thermoset DMC/BMC Insulators | Hexagonal Insulator | 209 | H650(M6)-AL (Hexagonal Insulator M6 x 50mm - AL Insert ) | 2869 | 3006337 | 85381090
2868 | Raw Material | Packaging material | Packing boxes | Inner/Outer boxes | 212 | H65 SOCOMEC cft otr (H65 SOCOMEC CRAFT OUTER) | 2868 | 1001323 | 85381090
2867 | Finished Good | Low Voltage Standoff Insulators | Thermoset DMC/BMC Insulators | Hexagonal Insulator | 209 | H645(M6)-SS (Hexagonal Insulator M6 x 45mm - SS Insert ) | 2867 | 3006385 | 85381090
2866 | Finished Good | Low Voltage Standoff Insulators | Thermoset DMC/BMC Insulators | Hexagonal Insulator | 209 | H645(M6)-MS (Hexagonal Insulator M6 x 45mm - MS Insert ) | 2866 | 3006475 | 85381090
2865 | Finished Good | Low Voltage Standoff Insulators | Thermoset DMC/BMC Insulators | Hexagonal Insulator | 209 | H645(M6)-BR (Hexagonal Insulator M6 x 45mm - BR Insert ) | 2865 | 3006430 | 85381090
2864 | Finished Good | Low Voltage Standoff Insulators | Thermoset DMC/BMC Insulators | Hexagonal Insulator | 209 | H645(M6)-AL (Hexagonal Insulator M6 x 45mm - AL Insert ) | 2864 | 3006340 | 85381090
2863 | Finished Good | Low Voltage Standoff Insulators | Thermoset DMC/BMC Insulators | Hexagonal Insulator | 209 | H640(M6)-SS (Hexagonal Insulator M6 x 40mm - SS Insert ) | 2863 | 3006388 | 85381090
2862 | Finished Good | Low Voltage Standoff Insulators | Thermoset DMC/BMC Insulators | Hexagonal Insulator | 209 | H640(M6)-MS (Hexagonal Insulator M6 x 40mm - MS Insert ) | 2862 | 3006478 | 85381090
2861 | Finished Good | Low Voltage Standoff Insulators | Thermoset DMC/BMC Insulators | Hexagonal Insulator | 209 | H640(M6)-BR (Hexagonal Insulator M6 x 40mm - BR Insert ) | 2861 | 3006433 | 85381090
2860 | Finished Good | Low Voltage Standoff Insulators | Thermoset DMC/BMC Insulators | Hexagonal Insulator | 209 | H640(M6)-AL (Hexagonal Insulator M6 x 40mm - AL Insert ) | 2860 | 3006343 | 85381090
2859 | Finished Good | Low Voltage Standoff Insulators | Thermoset DMC/BMC Insulators | Hexagonal Insulator | 209 | H635(M6)-SS (Hexagonal Insulator M6 x 35mm - SS Insert ) | 2859 | 3006393 | 85381090
2858 | Finished Good | Low Voltage Standoff Insulators | Thermoset DMC/BMC Insulators | Hexagonal Insulator | 209 | H635(M6)-MS (Hexagonal Insulator M6 x 35mm - MS Insert ) | 2858 | 3006483 | 85381090
2857 | Finished Good | Low Voltage Standoff Insulators | Thermoset DMC/BMC Insulators | Hexagonal Insulator | 209 | H635(M6)-BR (Hexagonal Insulator M6 x 35mm - BR Insert ) | 2857 | 3006438 | 85381090
2856 | Finished Good | Low Voltage Standoff Insulators | Thermoset DMC/BMC Insulators | Hexagonal Insulator | 209 | H635(M6)-AL (Hexagonal Insulator M6 x 35mm - AL Insert ) | 2856 | 3006348 | 85381090
2855 | Finished Good | Low Voltage Standoff Insulators | Thermoset DMC/BMC Insulators | Hexagonal Insulator | 209 | H630(M6)-SS (Hexagonal Insulator M6 x 30mm - SS Insert ) | 2855 | 3006396 | 85381090
2854 | Finished Good | Low Voltage Standoff Insulators | Thermoset DMC/BMC Insulators | Hexagonal Insulator | 209 | H630(M6)-MS (Hexagonal Insulator M6 x 30mm - MS Insert ) | 2854 | 3006486 | 85381090
2853 | Finished Good | Low Voltage Standoff Insulators | Thermoset DMC/BMC Insulators | Hexagonal Insulator | 209 | H630(M6)-BR (Hexagonal Insulator M6 x 30mm - BR Insert ) | 2853 | 3006441 | 85381090
2852 | Finished Good | Low Voltage Standoff Insulators | Thermoset DMC/BMC Insulators | Hexagonal Insulator | 209 | H630(M6)-AL (Hexagonal Insulator M6 x 30mm - AL Insert ) | 2852 | 3006351 | 85381090
2851 | Finished Good | Low Voltage Standoff Insulators | Thermoset DMC/BMC Insulators | Hexagonal Insulator | 209 | H625(M6)-SS (Hexagonal Insulator M6 x 25mm - SS Insert ) | 2851 | 3006400 | 85381090
2850 | Finished Good | Low Voltage Standoff Insulators | Thermoset DMC/BMC Insulators | Hexagonal Insulator | 209 | H625(M6)-SS (Hexagonal Insulator M6 x 25mm - SS Insert ) | 2850 | 3006398 | 85381090
2849 | Finished Good | Low Voltage Standoff Insulators | Thermoset DMC/BMC Insulators | Hexagonal Insulator | 209 | H625(M6)-MS (Hexagonal Insulator M6 x 25mm - MS Insert ) | 2849 | 3006490 | 85381090
2848 | Finished Good | Low Voltage Standoff Insulators | Thermoset DMC/BMC Insulators | Hexagonal Insulator | 209 | H625(M6)-MS (Hexagonal Insulator M6 x 25mm - MS Insert ) | 2848 | 3006488 | 85381090
2847 | Finished Good | Low Voltage Standoff Insulators | Thermoset DMC/BMC Insulators | Hexagonal Insulator | 209 | H625(M6)-BR (Hexagonal Insulator M6 x 25mm - BR Insert ) | 2847 | 3006445 | 85381090
2846 | Finished Good | Low Voltage Standoff Insulators | Thermoset DMC/BMC Insulators | Hexagonal Insulator | 209 | H625(M6)-BR (Hexagonal Insulator M6 x 25mm - BR Insert ) | 2846 | 3006443 | 85381090
2845 | Finished Good | Low Voltage Standoff Insulators | Thermoset DMC/BMC Insulators | Hexagonal Insulator | 209 | H625(M6)-AL (Hexagonal Insulator M6 x 25mm - AL Insert ) | 2845 | 3006355 | 85381090
2844 | Finished Good | Low Voltage Standoff Insulators | Thermoset DMC/BMC Insulators | Hexagonal Insulator | 209 | H625(M6)-AL (Hexagonal Insulator M6 x 25mm - AL Insert ) | 2844 | 3006353 | 85381090
2843 | Finished Good | Low Voltage Standoff Insulators | Thermoset DMC/BMC Insulators | Hexagonal Insulator | 209 | H62125(M6)-SS (Hexagonal Insulator M6 x 25mm - SS Insert -Old ) | 2843 | 3006399 | 85381090
2842 | Finished Good | Low Voltage Standoff Insulators | Thermoset DMC/BMC Insulators | Hexagonal Insulator | 209 | H62125(M6)-MS (Hexagonal Insulator M6 x 25mm - MS Insert -Old ) | 2842 | 3006489 | 85381090
2841 | Finished Good | Low Voltage Standoff Insulators | Thermoset DMC/BMC Insulators | Hexagonal Insulator | 209 | H62125(M6)-BR (Hexagonal Insulator M6 x 25mm - BR Insert -Old ) | 2841 | 3006444 | 85381090
2840 | Finished Good | Low Voltage Standoff Insulators | Thermoset DMC/BMC Insulators | Hexagonal Insulator | 209 | H62125(M6)-AL (Hexagonal Insulator M6 x 25mm - AL Insert -Old ) | 2840 | 3006354 | 85381090
2839 | Finished Good | Low Voltage Standoff Insulators | Thermoset DMC/BMC Insulators | Hexagonal Insulator | 209 | H620(M6)-SS (Hexagonal Insulator M6 x 20mm - SS Insert ) | 2839 | 3006403 | 85381090
2838 | Finished Good | Low Voltage Standoff Insulators | Thermoset DMC/BMC Insulators | Hexagonal Insulator | 209 | H620(M6)-MS (Hexagonal Insulator M6 x 20mm - MS Insert ) | 2838 | 3006493 | 85381090
2837 | Finished Good | Low Voltage Standoff Insulators | Thermoset DMC/BMC Insulators | Hexagonal Insulator | 209 | H620(M6)-BR (Hexagonal Insulator M6 x 20mm - BR Insert ) | 2837 | 3006448 | 85381090
2836 | Finished Good | Low Voltage Standoff Insulators | Thermoset DMC/BMC Insulators | Hexagonal Insulator | 209 | H620(M6)-AL (Hexagonal Insulator M6 x 20mm - AL Insert ) | 2836 | 3006358 | 85381090
2835 | Raw Material | Packaging material | Packing boxes | Inner/Outer boxes | 212 | H60 otr (H60 OUTER) | 2835 | 1001324 | 85381090
2834 | Raw Material | Packaging material | Packing boxes | Inner/Outer boxes | 212 | H60 SOCOMEC wht inr (H60 SOCOMEC WHITE INNER) | 2834 | 1001325 | 85381090
2833 | Raw Material | Packaging material | Packing boxes | Inner/Outer boxes | 212 | H60 SOCOMEC cft otr (H60 SOCOMEC CRAFT OUTER) | 2833 | 1001326 | 85381090
2832 | Raw Material | Packaging material | Packing boxes | Inner/Outer boxes | 212 | H60 PRINT inr (H60 PRINT INNER) | 2832 | 1001327 | 85381090
2831 | Raw Material | Packaging material | Packing boxes | Inner/Outer boxes | 212 | H60 wht inr (H60 WHITE INNER) | 2831 | 1001328 | 85381090
2830 | Finished Good | Low Voltage Standoff Insulators | Thermoset DMC/BMC Insulators | Hexagonal Insulator | 209 | H525(M5)-SS (Hexagonal Insulator M5 x 25mm - SS Insert ) | 2830 | 3006401 | 85381090
2829 | Finished Good | Low Voltage Standoff Insulators | Thermoset DMC/BMC Insulators | Hexagonal Insulator | 209 | H525(M5)-MS (Hexagonal Insulator M5 x 25mm - MS Insert ) | 2829 | 3006491 | 85381090
2828 | Finished Good | Low Voltage Standoff Insulators | Thermoset DMC/BMC Insulators | Hexagonal Insulator | 209 | H525(M5)-BR (Hexagonal Insulator M5 x 25mm - BR Insert ) | 2828 | 3006446 | 85381090
2827 | Finished Good | Low Voltage Standoff Insulators | Thermoset DMC/BMC Insulators | Hexagonal Insulator | 209 | H525(M5)-AL (Hexagonal Insulator M5 x 25mm - AL Insert ) | 2827 | 3006356 | 85381090
2826 | Finished Good | Low Voltage Standoff Insulators | Thermoset DMC/BMC Insulators | Hexagonal Insulator | 209 | H520(M5)-SS (Hexagonal Insulator M5 x 20mm - SS Insert ) | 2826 | 3006404 | 85381090
2825 | Finished Good | Low Voltage Standoff Insulators | Thermoset DMC/BMC Insulators | Hexagonal Insulator | 209 | H520(M5)-MS (Hexagonal Insulator M5 x 20mm - MS Insert ) | 2825 | 3006494 | 85381090
2824 | Finished Good | Low Voltage Standoff Insulators | Thermoset DMC/BMC Insulators | Hexagonal Insulator | 209 | H520(M5)-BR (Hexagonal Insulator M5 x 20mm - BR Insert ) | 2824 | 3006449 | 85381090
2823 | Finished Good | Low Voltage Standoff Insulators | Thermoset DMC/BMC Insulators | Hexagonal Insulator | 209 | H520(M5)-AL (Hexagonal Insulator M5 x 20mm - AL Insert ) | 2823 | 3006359 | 85381090
2822 | Finished Good | Low Voltage Standoff Insulators | Thermoset DMC/BMC Insulators | Hexagonal Insulator | 209 | H516(M5)-SS (Hexagonal Insulator M5 x 16mm - SS Insert ) | 2822 | 3006406 | 85381090
2821 | Finished Good | Low Voltage Standoff Insulators | Thermoset DMC/BMC Insulators | Hexagonal Insulator | 209 | H516(M5)-MS (Hexagonal Insulator M5 x 16mm - MS Insert ) | 2821 | 3006496 | 85381090
2820 | Finished Good | Low Voltage Standoff Insulators | Thermoset DMC/BMC Insulators | Hexagonal Insulator | 209 | H516(M5)-BR (Hexagonal Insulator M5 x 16mm - BR Insert ) | 2820 | 3006451 | 85381090
2819 | Finished Good | Low Voltage Standoff Insulators | Thermoset DMC/BMC Insulators | Hexagonal Insulator | 209 | H516(M5)-AL (Hexagonal Insulator M5 x 16mm - AL Insert ) | 2819 | 3006361 | 85381090
2818 | Raw Material | Packaging material | Packing boxes | Inner/Outer boxes | 212 | H50 SOCOMEC wht inr (H50 SOCOMEC WHITE INNER) | 2818 | 1001331 | 85381090
2817 | Raw Material | Packaging material | Packing boxes | Inner/Outer boxes | 212 | H50 SOCOMEC cft otr (H50 SOCOMEC CRAFT OUTER) | 2817 | 1001330 | 85381090
2816 | Raw Material | Packaging material | Packing boxes | Inner/Outer boxes | 212 | H50 SOCOMEC cft otr (H50 SOCOMEC CRAFT OUTER) | 2816 | 1001329 | 85381090
2815 | Raw Material | Packaging material | Packing boxes | Inner/Outer boxes | 212 | H45 SOCOMEC wht inr (H45 SOCOMEC WHITE INNER) | 2815 | 1001332 | 85381090
2814 | Raw Material | Packaging material | Packing boxes | Inner/Outer boxes | 212 | H45 SOCOMEC cft otr (H45 SOCOMEC CRAFT OUTER) | 2814 | 1001333 | 85381090
2813 | Raw Material | Packaging material | Packing boxes | Inner/Outer boxes | 212 | H45 PRINT inr (H45 PRINT INNER) | 2813 | 1001334 | 85381090
2812 | Finished Good | Low Voltage Standoff Insulators | Thermoset DMC/BMC Insulators | Hexagonal Insulator | 209 | H425(M4)-SS (Hexagonal Insulator M4 x 25mm - SS Insert ) | 2812 | 3006402 | 85381090
2811 | Finished Good | Low Voltage Standoff Insulators | Thermoset DMC/BMC Insulators | Hexagonal Insulator | 209 | H425(M4)-MS (Hexagonal Insulator M4 x 25mm - MS Insert ) | 2811 | 3006492 | 85381090
2810 | Finished Good | Low Voltage Standoff Insulators | Thermoset DMC/BMC Insulators | Hexagonal Insulator | 209 | H425(M4)-BR (Hexagonal Insulator M4 x 25mm - BR Insert ) | 2810 | 3006447 | 85381090
2809 | Finished Good | Low Voltage Standoff Insulators | Thermoset DMC/BMC Insulators | Hexagonal Insulator | 209 | H425(M4)-AL (Hexagonal Insulator M4 x 25mm - AL Insert ) | 2809 | 3006357 | 85381090
2808 | Finished Good | Low Voltage Standoff Insulators | Thermoset DMC/BMC Insulators | Hexagonal Insulator | 209 | H420(M4)-SS (Hexagonal Insulator M4 x 20mm - SS Insert ) | 2808 | 3006405 | 85381090
2807 | Finished Good | Low Voltage Standoff Insulators | Thermoset DMC/BMC Insulators | Hexagonal Insulator | 209 | H420(M4)-MS (Hexagonal Insulator M4 x 20mm - MS Insert ) | 2807 | 3006495 | 85381090
2806 | Finished Good | Low Voltage Standoff Insulators | Thermoset DMC/BMC Insulators | Hexagonal Insulator | 209 | H420(M4)-BR (Hexagonal Insulator M4 x 20mm - BR Insert ) | 2806 | 3006450 | 85381090
2805 | Finished Good | Low Voltage Standoff Insulators | Thermoset DMC/BMC Insulators | Hexagonal Insulator | 209 | H420(M4)-AL (Hexagonal Insulator M4 x 20mm - AL Insert ) | 2805 | 3006360 | 85381090
2804 | Finished Good | Low Voltage Standoff Insulators | Thermoset DMC/BMC Insulators | Hexagonal Insulator | 209 | H416(M4)-SS (Hexagonal Insulator M4 x 16mm - SS Insert ) | 2804 | 3006407 | 85381090
2803 | Finished Good | Low Voltage Standoff Insulators | Thermoset DMC/BMC Insulators | Hexagonal Insulator | 209 | H416(M4)-MS (Hexagonal Insulator M4 x 16mm - MS Insert ) | 2803 | 3006497 | 85381090
2802 | Finished Good | Low Voltage Standoff Insulators | Thermoset DMC/BMC Insulators | Hexagonal Insulator | 209 | H416(M4)-BR (Hexagonal Insulator M4 x 16mm - BR Insert ) | 2802 | 3006452 | 85381090
2801 | Finished Good | Low Voltage Standoff Insulators | Thermoset DMC/BMC Insulators | Hexagonal Insulator | 209 | H416(M4)-AL (Hexagonal Insulator M4 x 16mm - AL Insert ) | 2801 | 3006362 | 85381090
2800 | Raw Material | Packaging material | Packing boxes | Inner/Outer boxes | 212 | H40 SOCOMEC cft otr (H40 SOCOMEC CRAFT OUTER) | 2800 | 1001340 | 85381090
2799 | Raw Material | Packaging material | Packing boxes | Inner/Outer boxes | 212 | H40 SOCOMEC cft otr (H40 SOCOMEC CRAFT OUTER) | 2799 | 1001335 | 85381090
2798 | Raw Material | Packaging material | Packing boxes | Inner/Outer boxes | 212 | H40 wht inr (H40 WHITE INNER) | 2798 | 1001336 | 85381090
2797 | Raw Material | Packaging material | Packing boxes | Inner/Outer boxes | 212 | H40 SOCOMEC wht inr (H40 SOCOMEC WHITE INNER) | 2797 | 1001337 | 85381090
2796 | Raw Material | Packaging material | Packing boxes | Inner/Outer boxes | 212 | H40 PRINT inr (H40 PRINT INNER) | 2796 | 1001338 | 85381090
2795 | Raw Material | Packaging material | Packing boxes | Inner/Outer boxes | 212 | H40 otr (H40 OUTER) | 2795 | 1001339 | 85381090
2794 | Raw Material | Packaging material | Packing boxes | Inner/Outer boxes | 212 | H35 SOCOMEC cft otr (H35 SOCOMEC CRAFT OUTER) | 2794 | 1001343 | 85381090
2793 | Raw Material | Packaging material | Packing boxes | Inner/Outer boxes | 212 | H35 SOCOMEC cft otr (H35 SOCOMEC CRAFT OUTER) | 2793 | 1001341 | 85381090
2792 | Raw Material | Packaging material | Packing boxes | Inner/Outer boxes | 212 | H35 SOCOMEC wht inr (H35 SOCOMEC WHITE INNER) | 2792 | 1001342 | 85381090
2791 | Finished Good | Low Voltage Standoff Insulators | Thermoset DMC/BMC Insulators | Hexagonal Insulator | 209 | H312(M3)-SS (Hexagonal Insulator M3 x 12mm - SS Insert ) | 2791 | 3006408 | 85381090
2790 | Finished Good | Low Voltage Standoff Insulators | Thermoset DMC/BMC Insulators | Hexagonal Insulator | 209 | H312(M3)-MS (Hexagonal Insulator M3 x 12mm - MS Insert ) | 2790 | 3006498 | 85381090
2789 | Finished Good | Low Voltage Standoff Insulators | Thermoset DMC/BMC Insulators | Hexagonal Insulator | 209 | H312(M3)-BR (Hexagonal Insulator M3 x 12mm - BR Insert ) | 2789 | 3006453 | 85381090
2788 | Finished Good | Low Voltage Standoff Insulators | Thermoset DMC/BMC Insulators | Hexagonal Insulator | 209 | H312(M3)-AL (Hexagonal Insulator M3 x 12mm - AL Insert ) | 2788 | 3006363 | 85381090
2787 | Raw Material | Packaging material | Packing boxes | Inner/Outer boxes | 212 | H-30 PRINT inr (H-30 PRINT INNER) | 2787 | 1001344 | 85381090
2786 | Raw Material | Packaging material | Packing boxes | Inner/Outer boxes | 212 | H30 wht inr (H30 WHITE INNER) | 2786 | 1001345 | 85381090
2785 | Raw Material | Packaging material | Packing boxes | Inner/Outer boxes | 212 | H30 SOCOMEC cft otr (H30 SOCOMEC CRAFT OUTER) | 2785 | 1001346 | 85381090
2784 | Raw Material | Packaging material | Packing boxes | Inner/Outer boxes | 212 | H30 PRINT inr (H30 PRINT INNER) | 2784 | 1001347 | 85381090
2783 | Raw Material | Packaging material | Packing boxes | Inner/Outer boxes | 212 | H30 SOCOMEC wht inr (H30 SOCOMEC WHITE INNER) | 2783 | 1001348 | 85381090
2782 | Raw Material | Packaging material | Packing boxes | Inner/Outer boxes | 212 | H30 otr (H30 OUTER) | 2782 | 1001349 | 85381090
2781 | Raw Material | Packaging material | Packing boxes | Inner/Outer boxes | 212 | H30 SOCOMEC cft otr (H30 SOCOMEC CRAFT OUTER) | 2781 | 1001350 | 85381090
2780 | Raw Material | Packaging material | Packing boxes | Inner/Outer boxes | 212 | H25 SOCOMEC cft otr (H25 SOCOMEC CRAFT OUTER) | 2780 | 1001351 | 85381090
2779 | Finished Good | Low Voltage Standoff Insulators | Thermoset DMC/BMC Insulators | Hexagonal Insulator | 209 | H1670(M16)-SS (Hexagonal Insulator M16 x 70mm - SS Insert ) | 2779 | 3006368 | 85381090
2778 | Finished Good | Low Voltage Standoff Insulators | Thermoset DMC/BMC Insulators | Hexagonal Insulator | 209 | H1670(M16)-MS (Hexagonal Insulator M16 x 70mm - MS Insert ) | 2778 | 3006458 | 85381090
2777 | Finished Good | Low Voltage Standoff Insulators | Thermoset DMC/BMC Insulators | Hexagonal Insulator | 209 | H1670(M16)-BR (Hexagonal Insulator M16 x 70mm - BR Insert ) | 2777 | 3006413 | 85381090
2776 | Finished Good | Low Voltage Standoff Insulators | Thermoset DMC/BMC Insulators | Hexagonal Insulator | 209 | H1670(M16)-AL (Hexagonal Insulator M16 x 70mm - AL Insert ) | 2776 | 3006323 | 85381090
2775 | Finished Good | Low Voltage Standoff Insulators | Thermoset DMC/BMC Insulators | Hexagonal Insulator | 209 | H1276(M12)-SS (Hexagonal Insulator M12 x 76mm - SS Insert ) | 2775 | 3006364 | 85381090
2774 | Finished Good | Low Voltage Standoff Insulators | Thermoset DMC/BMC Insulators | Hexagonal Insulator | 209 | H1276(M12)-MS (Hexagonal Insulator M12 x 76mm - MS Insert ) | 2774 | 3006454 | 85381090
2773 | Finished Good | Low Voltage Standoff Insulators | Thermoset DMC/BMC Insulators | Hexagonal Insulator | 209 | H1276(M12)-BR (Hexagonal Insulator M12 x 76mm - BR Insert ) | 2773 | 3006409 | 85381090
2772 | Finished Good | Low Voltage Standoff Insulators | Thermoset DMC/BMC Insulators | Hexagonal Insulator | 209 | H1276(M12)-AL (Hexagonal Insulator M12 x 76mm - AL Insert ) | 2772 | 3006319 | 85381090
2771 | Finished Good | Low Voltage Standoff Insulators | Thermoset DMC/BMC Insulators | Hexagonal Insulator | 209 | H1275(M12)-SS (Hexagonal Insulator M12 x 75mm - SS Insert ) | 2771 | 3006366 | 85381090
2770 | Finished Good | Low Voltage Standoff Insulators | Thermoset DMC/BMC Insulators | Hexagonal Insulator | 209 | H1275(M12)-MS (Hexagonal Insulator M12 x 75mm - MS Insert ) | 2770 | 3006456 | 85381090
2769 | Finished Good | Low Voltage Standoff Insulators | Thermoset DMC/BMC Insulators | Hexagonal Insulator | 209 | H1275(M12)-BR (Hexagonal Insulator M12 x 75mm - BR Insert ) | 2769 | 3006411 | 85381090
2768 | Finished Good | Low Voltage Standoff Insulators | Thermoset DMC/BMC Insulators | Hexagonal Insulator | 209 | H1275(M12)-AL (Hexagonal Insulator M12 x 75mm - AL Insert ) | 2768 | 3006321 | 85381090
2767 | Finished Good | Low Voltage Standoff Insulators | Thermoset DMC/BMC Insulators | Hexagonal Insulator | 209 | H1270(M12)-SS (Hexagonal Insulator M12 x 70mm - SS Insert ) | 2767 | 3006369 | 85381090
2766 | Finished Good | Low Voltage Standoff Insulators | Thermoset DMC/BMC Insulators | Hexagonal Insulator | 209 | H1270(M12)-MS (Hexagonal Insulator M12 x 70mm - MS Insert ) | 2766 | 3006459 | 85381090
2765 | Finished Good | Low Voltage Standoff Insulators | Thermoset DMC/BMC Insulators | Hexagonal Insulator | 209 | H1270(M12)-BR (Hexagonal Insulator M12 x 70mm - BR Insert ) | 2765 | 3006414 | 85381090
2764 | Finished Good | Low Voltage Standoff Insulators | Thermoset DMC/BMC Insulators | Hexagonal Insulator | 209 | H1270(M12)-AL (Hexagonal Insulator M12 x 70mm - AL Insert ) | 2764 | 3006324 | 85381090
2763 | Finished Good | Low Voltage Standoff Insulators | Thermoset DMC/BMC Insulators | Hexagonal Insulator | 209 | H1265(M12)-SS (Hexagonal Insulator M12 x 65mm - SS Insert ) | 2763 | 3006371 | 85381090
2762 | Finished Good | Low Voltage Standoff Insulators | Thermoset DMC/BMC Insulators | Hexagonal Insulator | 209 | H1265(M12)-MS (Hexagonal Insulator M12 x 65mm - MS Insert ) | 2762 | 3006461 | 85381090
2761 | Finished Good | Low Voltage Standoff Insulators | Thermoset DMC/BMC Insulators | Hexagonal Insulator | 209 | H1265(M12)-BR (Hexagonal Insulator M12 x 65mm - BR Insert ) | 2761 | 3006416 | 85381090
2760 | Finished Good | Low Voltage Standoff Insulators | Thermoset DMC/BMC Insulators | Hexagonal Insulator | 209 | H1265(M12)-AL (Hexagonal Insulator M12 x 65mm - AL Insert ) | 2760 | 3006326 | 85381090
2759 | Finished Good | Low Voltage Standoff Insulators | Thermoset DMC/BMC Insulators | Hexagonal Insulator | 209 | H1260(M12)-SS (Hexagonal Insulator M12 x 60mm - SS Insert ) | 2759 | 3006375 | 85381090
2758 | Finished Good | Low Voltage Standoff Insulators | Thermoset DMC/BMC Insulators | Hexagonal Insulator | 209 | H1260(M12)-MS (Hexagonal Insulator M12 x 60mm - MS Insert ) | 2758 | 3006465 | 85381090
2757 | Finished Good | Low Voltage Standoff Insulators | Thermoset DMC/BMC Insulators | Hexagonal Insulator | 209 | H1260(M12)-BR (Hexagonal Insulator M12 x 60mm - BR Insert ) | 2757 | 3006420 | 85381090
2756 | Finished Good | Low Voltage Standoff Insulators | Thermoset DMC/BMC Insulators | Hexagonal Insulator | 209 | H1260(M12)-AL (Hexagonal Insulator M12 x 60mm - AL Insert ) | 2756 | 3006330 | 85381090
2755 | Finished Good | Low Voltage Standoff Insulators | Thermoset DMC/BMC Insulators | Hexagonal Insulator | 209 | H1250(M12)-SS (Hexagonal Insulator M12 x 50mm - SS Insert ) | 2755 | 3006379 | 85381090
2754 | Finished Good | Low Voltage Standoff Insulators | Thermoset DMC/BMC Insulators | Hexagonal Insulator | 209 | H1250(M12)-MS (Hexagonal Insulator M12 x 50mm - MS Insert ) | 2754 | 3006469 | 85381090
2753 | Finished Good | Low Voltage Standoff Insulators | Thermoset DMC/BMC Insulators | Hexagonal Insulator | 209 | H1250(M12)-BR (Hexagonal Insulator M12 x 50mm - BR Insert ) | 2753 | 3006424 | 85381090
2752 | Finished Good | Low Voltage Standoff Insulators | Thermoset DMC/BMC Insulators | Hexagonal Insulator | 209 | H1250(M12)-AL (Hexagonal Insulator M12 x 50mm - AL Insert ) | 2752 | 3006334 | 85381090
2751 | Finished Good | Low Voltage Standoff Insulators | Thermoset DMC/BMC Insulators | Hexagonal Insulator | 209 | H1076(M10)-SS (Hexagonal Insulator M10 x 76mm - SS Insert ) | 2751 | 3006365 | 85381090
2750 | Finished Good | Low Voltage Standoff Insulators | Thermoset DMC/BMC Insulators | Hexagonal Insulator | 209 | H1076(M10)-MS (Hexagonal Insulator M10 x 76mm - MS Insert ) | 2750 | 3006455 | 85381090
2749 | Finished Good | Low Voltage Standoff Insulators | Thermoset DMC/BMC Insulators | Hexagonal Insulator | 209 | H1076(M10)-BR (Hexagonal Insulator M10 x 76mm - BR Insert ) | 2749 | 3006410 | 85381090
2748 | Finished Good | Low Voltage Standoff Insulators | Thermoset DMC/BMC Insulators | Hexagonal Insulator | 209 | H1076(M10)-AL (Hexagonal Insulator M10 x 76mm - AL Insert ) | 2748 | 3006320 | 85381090
2747 | Finished Good | Low Voltage Standoff Insulators | Thermoset DMC/BMC Insulators | Hexagonal Insulator | 209 | H1075(M10)-SS (Hexagonal Insulator M10 x 75mm - SS Insert ) | 2747 | 3006367 | 85381090
2746 | Finished Good | Low Voltage Standoff Insulators | Thermoset DMC/BMC Insulators | Hexagonal Insulator | 209 | H1075(M10)-MS (Hexagonal Insulator M10 x 75mm - MS Insert ) | 2746 | 3006457 | 85381090
2745 | Finished Good | Low Voltage Standoff Insulators | Thermoset DMC/BMC Insulators | Hexagonal Insulator | 209 | H1075(M10)-BR (Hexagonal Insulator M10 x 75mm - BR Insert ) | 2745 | 3006412 | 85381090
2744 | Finished Good | Low Voltage Standoff Insulators | Thermoset DMC/BMC Insulators | Hexagonal Insulator | 209 | H1075(M10)-AL (Hexagonal Insulator M10 x 75mm - AL Insert ) | 2744 | 3006322 | 85381090
2743 | Finished Good | Low Voltage Standoff Insulators | Thermoset DMC/BMC Insulators | Hexagonal Insulator | 209 | H1070(M10)-SS (Hexagonal Insulator M10 x 70mm - SS Insert ) | 2743 | 3006370 | 85381090
2742 | Finished Good | Low Voltage Standoff Insulators | Thermoset DMC/BMC Insulators | Hexagonal Insulator | 209 | H1070(M10)-MS (Hexagonal Insulator M10 x 70mm - MS Insert ) | 2742 | 3006460 | 85381090
2741 | Finished Good | Low Voltage Standoff Insulators | Thermoset DMC/BMC Insulators | Hexagonal Insulator | 209 | H1070(M10)-BR (Hexagonal Insulator M10 x 70mm - BR Insert ) | 2741 | 3006415 | 85381090
2740 | Finished Good | Low Voltage Standoff Insulators | Thermoset DMC/BMC Insulators | Hexagonal Insulator | 209 | H1070(M10)-AL (Hexagonal Insulator M10 x 70mm - AL Insert ) | 2740 | 3006325 | 85381090
2739 | Finished Good | Low Voltage Standoff Insulators | Thermoset DMC/BMC Insulators | Hexagonal Insulator | 209 | H1065(M10)-SS (Hexagonal Insulator M10 x 65mm - SS Insert ) | 2739 | 3006372 | 85381090
2738 | Finished Good | Low Voltage Standoff Insulators | Thermoset DMC/BMC Insulators | Hexagonal Insulator | 209 | H1065(M10)-MS (Hexagonal Insulator M10 x 65mm - MS Insert ) | 2738 | 3006462 | 85381090
2737 | Finished Good | Low Voltage Standoff Insulators | Thermoset DMC/BMC Insulators | Hexagonal Insulator | 209 | H1065(M10)-BR (Hexagonal Insulator M10 x 65mm - BR Insert ) | 2737 | 3006417 | 85381090
2736 | Finished Good | Low Voltage Standoff Insulators | Thermoset DMC/BMC Insulators | Hexagonal Insulator | 209 | H1065(M10)-AL (Hexagonal Insulator M10 x 65mm - AL Insert ) | 2736 | 3006327 | 85381090
2735 | Finished Good | Low Voltage Standoff Insulators | Thermoset DMC/BMC Insulators | Hexagonal Insulator | 209 | H1060(M10)-SS (Hexagonal Insulator M10 x 60mm - SS Insert ) | 2735 | 3006376 | 85381090
2734 | Finished Good | Low Voltage Standoff Insulators | Thermoset DMC/BMC Insulators | Hexagonal Insulator | 209 | H1060(M10)-MS (Hexagonal Insulator M10 x 60mm - MS Insert ) | 2734 | 3006466 | 85381090
2733 | Finished Good | Low Voltage Standoff Insulators | Thermoset DMC/BMC Insulators | Hexagonal Insulator | 209 | H1060(M10)-BR (Hexagonal Insulator M10 x 60mm - BR Insert ) | 2733 | 3006421 | 85381090
2732 | Finished Good | Low Voltage Standoff Insulators | Thermoset DMC/BMC Insulators | Hexagonal Insulator | 209 | H1060(M10)-AL (Hexagonal Insulator M10 x 60mm - AL Insert ) | 2732 | 3006331 | 85381090
2731 | Finished Good | Low Voltage Standoff Insulators | Thermoset DMC/BMC Insulators | Hexagonal Insulator | 209 | H1050(M10)-SS (Hexagonal Insulator M10 x 50mm - SS Insert ) | 2731 | 3006380 | 85381090
2730 | Finished Good | Low Voltage Standoff Insulators | Thermoset DMC/BMC Insulators | Hexagonal Insulator | 209 | H1050(M10)-MS (Hexagonal Insulator M10 x 50mm - MS Insert ) | 2730 | 3006470 | 85381090
2729 | Finished Good | Low Voltage Standoff Insulators | Thermoset DMC/BMC Insulators | Hexagonal Insulator | 209 | H1050(M10)-BR (Hexagonal Insulator M10 x 50mm - BR Insert ) | 2729 | 3006425 | 85381090
2728 | Finished Good | Low Voltage Standoff Insulators | Thermoset DMC/BMC Insulators | Hexagonal Insulator | 209 | H1050(M10)-AL (Hexagonal Insulator M10 x 50mm - AL Insert ) | 2728 | 3006335 | 85381090
2727 | Finished Good | Low Voltage Standoff Insulators | Thermoset DMC/BMC Insulators | Hexagonal Insulator | 209 | H1045(M10)-SS (Hexagonal Insulator M10 x 45mm - SS Insert ) | 2727 | 3006383 | 85381090
2726 | Finished Good | Low Voltage Standoff Insulators | Thermoset DMC/BMC Insulators | Hexagonal Insulator | 209 | H1045(M10)-MS (Hexagonal Insulator M10 x 45mm - MS Insert ) | 2726 | 3006473 | 85381090
2725 | Finished Good | Low Voltage Standoff Insulators | Thermoset DMC/BMC Insulators | Hexagonal Insulator | 209 | H1045(M10)-BR (Hexagonal Insulator M10 x 45mm - BR Insert ) | 2725 | 3006428 | 85381090
2724 | Finished Good | Low Voltage Standoff Insulators | Thermoset DMC/BMC Insulators | Hexagonal Insulator | 209 | H1045(M10)-AL (Hexagonal Insulator M10 x 45mm - AL Insert ) | 2724 | 3006338 | 85381090
2723 | Finished Good | Low Voltage Standoff Insulators | Thermoset DMC/BMC Insulators | Hexagonal Insulator | 209 | H1040(M10)-SS (Hexagonal Insulator M10 x 40mm - SS Insert ) | 2723 | 3006386 | 85381090
2722 | Finished Good | Low Voltage Standoff Insulators | Thermoset DMC/BMC Insulators | Hexagonal Insulator | 209 | H1040(M10)-MS (Hexagonal Insulator M10 x 40mm - MS Insert ) | 2722 | 3006476 | 85381090
2721 | Finished Good | Low Voltage Standoff Insulators | Thermoset DMC/BMC Insulators | Hexagonal Insulator | 209 | H1040(M10)-BR (Hexagonal Insulator M10 x 40mm - BR Insert ) | 2721 | 3006431 | 85381090
2720 | Finished Good | Low Voltage Standoff Insulators | Thermoset DMC/BMC Insulators | Hexagonal Insulator | 209 | H1040(M10)-AL (Hexagonal Insulator M10 x 40mm - AL Insert ) | 2720 | 3006341 | 85381090
2719 | Finished Good | Low Voltage Standoff Insulators | Thermoset DMC/BMC Insulators | Hexagonal Insulator | 209 | H1035(M10)-SS (Hexagonal Insulator M10 x 35mm - SS Insert ) | 2719 | 3006391 | 85381090
2718 | Finished Good | Low Voltage Standoff Insulators | Thermoset DMC/BMC Insulators | Hexagonal Insulator | 209 | H1035(M10)-MS (Hexagonal Insulator M10 x 35mm - MS Insert ) | 2718 | 3006481 | 85381090
2717 | Finished Good | Low Voltage Standoff Insulators | Thermoset DMC/BMC Insulators | Hexagonal Insulator | 209 | H1035(M10)-BR (Hexagonal Insulator M10 x 35mm - BR Insert ) | 2717 | 3006436 | 85381090
2716 | Finished Good | Low Voltage Standoff Insulators | Thermoset DMC/BMC Insulators | Hexagonal Insulator | 209 | H1035(M10)-AL (Hexagonal Insulator M10 x 35mm - AL Insert ) | 2716 | 3006346 | 85381090
2715 | Finished Good | Low Voltage Standoff Insulators | Thermoset DMC/BMC Insulators | Hexagonal Insulator | 209 | H1030(M10)-SS (Hexagonal Insulator M10 x 30mm - SS Insert ) | 2715 | 3006394 | 85381090
2714 | Finished Good | Low Voltage Standoff Insulators | Thermoset DMC/BMC Insulators | Hexagonal Insulator | 209 | H1030(M10)-MS (Hexagonal Insulator M10 x 30mm - MS Insert ) | 2714 | 3006484 | 85381090
2713 | Finished Good | Low Voltage Standoff Insulators | Thermoset DMC/BMC Insulators | Hexagonal Insulator | 209 | H1030(M10)-BR (Hexagonal Insulator M10 x 30mm - BR Insert ) | 2713 | 3006439 | 85381090
2712 | Finished Good | Low Voltage Standoff Insulators | Thermoset DMC/BMC Insulators | Hexagonal Insulator | 209 | H1030(M10)-AL (Hexagonal Insulator M10 x 30mm - AL Insert ) | 2712 | 3006349 | 85381090
2711 | Finished Good | Low Voltage Busbar Supports & Connector | SMC/DMC Busbar Supports & Connector | Grip Type Supports | 340 | GPS-406-S (Special Grip Support for 4 runs of 6mm busbar-SMC Ivory ) | 2711 | 3004944 | 85381090
2710 | Finished Good | Low Voltage Busbar Supports & Connector | SMC/DMC Busbar Supports & Connector | Grip Type Supports | 340 | GPS-405-S (Special Grip Support for 4 runs of 5mm busbar-SMC Ivory ) | 2710 | 3004945 | 85381090
2709 | Finished Good | Low Voltage Busbar Supports & Connector | SMC/DMC Busbar Supports & Connector | Grip Type Supports | 340 | GPS-212-S (Special Grip Support for 2 runs of 12mm busbar-SMC Ivory ) | 2709 | 3004946 | 85381090
2708 | Finished Good | Low Voltage Busbar Supports & Connector | SMC/DMC Busbar Supports & Connector | Grip Type Supports | 340 | GPS-210-S (Special Grip Support for 2 runs of 10mm busbar -SMC Ivory) | 2708 | 3004947 | 85381090
2707 | Finished Good | Low Voltage Busbar Supports & Connector | SMC/DMC Busbar Supports & Connector | Grip Type Supports | 340 | GPB-2499-S (GPB Support for 2 runs of 10mm busbar-SMC Ivory ) | 2707 | 3004942 | 85381090
2706 | Finished Good | Low Voltage Busbar Supports & Connector | SMC/DMC Busbar Supports & Connector | Grip Type Supports | 340 | GPB-2498-S (GPB Support for 2 runs of 6mm busbar-SMC Ivory ) | 2706 | 3004943 | 85381090
2705 | Finished Good | Low Voltage Busbar Supports & Connector | SMC/DMC Busbar Supports & Connector | Grip Type Supports | 340 | GP-406-S (Grip Support for 4 runs of 6mm busbar -SMC Ivory) | 2705 | 3004948 | 85381090
2704 | Finished Good | Low Voltage Busbar Supports & Connector | SMC/DMC Busbar Supports & Connector | Grip Type Supports | 340 | GP-306-S (Grip Support for 3 runs of 6mm busbar-SMC Ivory ) | 2704 | 3004949 | 85381090
2703 | Finished Good | Low Voltage Busbar Supports & Connector | SMC/DMC Busbar Supports & Connector | Grip Type Supports | 340 | GP-210-S (Grip Support for 2 runs of 10mm busbar-SMC Ivory ) | 2703 | 3004950 | 85381090
2702 | Finished Good | Low Voltage Busbar Supports & Connector | SMC/DMC Busbar Supports & Connector | Grip Type Supports | 340 | GP-206-S (Grip Support for 2 runs of 6mm busbar -SMC Ivory) | 2702 | 3004951 | 85381090
2701 | Finished Good | Low Voltage Busbar Supports & Connector | SMC/DMC Busbar Supports & Connector | Grip Type Supports | 340 | GP-110-S (Grip Support for 1 run of 10mm busbar-SMC Ivory ) | 2701 | 3004952 | 85381090
2700 | Finished Good | Low Voltage Busbar Supports & Connector | SMC/DMC Busbar Supports & Connector | Grip Type Supports | 340 | GP-106-S (Grip Support for 1 run of 6mm busbar-SMC Ivory ) | 2700 | 3004953 | 85381090
2699 | Raw Material | Thermoset RM | DMC/SMC Raw Material | Glass fibre | 208 | GLASS WOVEN FABRIC (GLASS WOVEN FABRIC) | 2699 | 1001155 | 85381090
2698 | Finished Good |  |  | IRG Custom product | 214 | GINS-PHA-5712902 (Schneider Lug Support ) | 2698 | 3004219 | 85381090
2697 | Finished Good | Low Voltage Standoff Insulators | Thermoset DMC/BMC Insulators | Hexagonal Insulator | 209 | GINS-H835(M8)-S/UL (Powermat-H835(M8)-S/UL) | 2697 | 3003903 | 85381090
2696 | Finished Good | Low Voltage Standoff Insulators | Thermoset DMC/BMC Insulators | Hexagonal Insulator | 209 | GINS-H640(M6) (Powermat-H640(M6) ) | 2696 | 3003904 | 85381090
2695 | Raw Material | Packaging material | Packing boxes | Inner/Outer boxes | 212 | GINS-BUS CLAMP cft otr (GINS-BUS CLAMP CRAFT OUTER) | 2695 | 1001352 | 85381090
2694 | Finished Good |  |  | IRG Custom product | 214 | GINS-ASE3285488A (Insul Support Base ) | 2694 | 3004220 | 85381090
2693 | Finished Good |  |  | IRG Custom product | 214 | GINS-544010P4-Vertiv tube (Insul Spacer Cylinder ) | 2693 | 3004221 | 85381090
2692 | Finished Good |  |  | IRG Custom product | 214 | GINS-4734327 (Interlock Support ) | 2692 | 3004222 | 85381090
2691 | Finished Good | Low Voltage Standoff Insulators | Thermoset DMC/BMC Insulators | 4610 Series | 44 | GINS-4650-81-S (GINS 4650-81-S - Aluminium Insert 5 x 4 config ( 3_8 x 0.669 ) ) | 2691 | 3003905 | 85381090
2690 | Finished Good | Low Voltage Standoff Insulators | Thermoset DMC/BMC Insulators | 4610 Series | 44 | GINS-4640-M81-S (GINS 4640-M81-S - Steel Metric Insert 4 x 4 config ( M10 x 17 mm) ) | 2690 | 3003906 | 85381090
2689 | Finished Good | Low Voltage Standoff Insulators | Thermoset DMC/BMC Insulators | 4610 Series | 44 | GINS-4640-M81-B (GINS 4640-M81-B - Brass Metric Insert 4 x 4 config ( M10 x 17 mm) ) | 2689 | 3003907 | 85381090
2688 | Finished Good | Low Voltage Standoff Insulators | Thermoset DMC/BMC Insulators | 4610 Series | 44 | GINS-4640-M81 (GINS 4640-M81 - Aluminium Metric Insert 4 x 4 config ( M10 x 17 mm) ) | 2688 | 3003908 | 85381090
2687 | Finished Good | Low Voltage Standoff Insulators | Thermoset DMC/BMC Insulators | 4610 Series | 44 | GINS-4640-M15-S (GINS 4640-M15-S - Steel Metric Insert 2 x 4 config ( M10 x 17 mm ) ) | 2687 | 3003909 | 85381090
2686 | Finished Good | Low Voltage Standoff Insulators | Thermoset DMC/BMC Insulators | 4610 Series | 44 | GINS-4640-M15-B (GINS 4640-M15-B - Brass Metric Insert 2 x 4 config ( M10 x 17 mm ) ) | 2686 | 3003910 | 85381090
2685 | Finished Good | Low Voltage Standoff Insulators | Thermoset DMC/BMC Insulators | 4610 Series | 44 | GINS-4640-M15 (GINS 4640-M15 - Aluminium Metric Insert 2 x 4 config ( M10 x 17 mm ) ) | 2685 | 3003911 | 85381090
2684 | Finished Good | Low Voltage Standoff Insulators | Thermoset DMC/BMC Insulators | 4610 Series | 44 | GINS-4640-81-S (GINS 4640-81-S - Steel Insert 4 x 4 config ( 3_8 x .0.669 ) ) | 2684 | 3003912 | 85381090
2683 | Finished Good | Low Voltage Standoff Insulators | Thermoset DMC/BMC Insulators | 4610 Series | 44 | GINS-4640-81-B (GINS 4640-81-B - Brass Insert 4 x 4 config ( 3_8 x .0.669 ) ) | 2683 | 3003913 | 85381090
2682 | Finished Good | Low Voltage Standoff Insulators | Thermoset DMC/BMC Insulators | 4610 Series | 44 | GINS-4640-81 (GINS 4640-81 - Aluminium Insert 4 x 4 config ( 3_8 x .0.669 ) ) | 2682 | 3003914 | 85381090
2681 | Finished Good | Low Voltage Standoff Insulators | Thermoset DMC/BMC Insulators | 4610 Series | 44 | GINS-4640-15-S (GINS 4640-15-S - Steel Insert 2 x 4 config ( 3_8 x .0.669 ) ) | 2681 | 3003915 | 85381090
2680 | Finished Good | Low Voltage Standoff Insulators | Thermoset DMC/BMC Insulators | 4610 Series | 44 | GINS-4640-15-B (GINS 4640-15-B - Brass Insert 2 x 4 config ( 3_8 x .0.669 ) ) | 2680 | 3003916 | 85381090
2679 | Finished Good | Low Voltage Standoff Insulators | Thermoset DMC/BMC Insulators | 4610 Series | 44 | GINS-4640-15 (GINS 4640-15 - Aluminium Insert 2 x 4 config ( 3_8 x .0.669 ) ) | 2679 | 3003917 | 85381090
2678 | Raw Material | Packaging material | Packing boxes | Inner/Outer boxes | 212 | GINS-4640 cft otr (GINS-4640 CRAFT OUTER) | 2678 | 1001353 | 85381090
2677 | Raw Material | Packaging material | Packing boxes | Inner/Outer boxes | 212 | GINS-4640 wht inr (GINS-4640 WHITE INNER) | 2677 | 1001354 | 85381090
2676 | Finished Good | Low Voltage Standoff Insulators | Thermoset DMC/BMC Insulators | 4610 Series | 44 | GINS-4610-M81-S (GINS 4610-M81-S - Steel Metric Insert 4 x 4 config ( M10 x 17 mm )) | 2676 | 3003918 | 85381090
2675 | Finished Good | Low Voltage Standoff Insulators | Thermoset DMC/BMC Insulators | 4610 Series | 44 | GINS-4610-M81-B (GINS 4610-M81-B- Brass Metric Insert 4 x 4 config ( M10 x 17 mm )) | 2675 | 3003919 | 85381090
2674 | Finished Good | Low Voltage Standoff Insulators | Thermoset DMC/BMC Insulators | 4610 Series | 44 | GINS-4610-M81 (GINS 4610-M81 - Aluminium Metric Insert 4 x 4 config ( M10 x 17 mm ) ) | 2674 | 3003920 | 85381090
2673 | Finished Good | Low Voltage Standoff Insulators | Thermoset DMC/BMC Insulators | 4610 Series | 44 | GINS-4610-M15-S (GINS 4610-M15-S - Steel Metric Insert 2 x 4 config ( M10 x 17 mm) ) | 2673 | 3003921 | 85381090
2672 | Finished Good | Low Voltage Standoff Insulators | Thermoset DMC/BMC Insulators | 4610 Series | 44 | GINS-4610-M15-B (GINS 4610-M15-B- Brass Metric Insert 2 x 4 config ( M10 x 17 mm) ) | 2672 | 3003922 | 85381090
2671 | Finished Good | Low Voltage Standoff Insulators | Thermoset DMC/BMC Insulators | 4610 Series | 44 | GINS-4610-M15 (GINS 4610-M15 - Aluminium Metric Insert 2 x 4 config ( M10 x 17 mm) ) | 2671 | 3003923 | 85381090
2670 | Finished Good | Low Voltage Standoff Insulators | Thermoset DMC/BMC Insulators | 4610 Series | 44 | GINS-4610-81-S (GINS 4610-81-S - Steel Insert 4 x 4 config ( 3_8 x .0.669 ) ) | 2670 | 3003924 | 85381090
2669 | Finished Good | Low Voltage Standoff Insulators | Thermoset DMC/BMC Insulators | 4610 Series | 44 | GINS-4610-81-B (GINS 4610-81-B- Brass Insert 4 x 4 config ( 3_8 x .0.669 ) ) | 2669 | 3003925 | 85381090
2668 | Finished Good | Low Voltage Standoff Insulators | Thermoset DMC/BMC Insulators | 4610 Series | 44 | GINS-4610-81 (GINS 4610-81 - Aluminium Insert 4 x 4 config ( 3_8 x .0.669 ) ) | 2668 | 3003926 | 85381090
2667 | Finished Good | Low Voltage Standoff Insulators | Thermoset DMC/BMC Insulators | 4610 Series | 44 | GINS-4610-15-S (GINS 4610-15-S - Steel Insert 2 x 4 config ( 3_8 x .0.669 ) ) | 2667 | 3003927 | 85381090
2666 | Finished Good | Low Voltage Standoff Insulators | Thermoset DMC/BMC Insulators | 4610 Series | 44 | GINS-4610-15-B (GINS 4610-15-B- Brass Insert 2 x 4 config ( 3_8 x .0.669 ) ) | 2666 | 3003928 | 85381090
2665 | Finished Good | Low Voltage Standoff Insulators | Thermoset DMC/BMC Insulators | 4610 Series | 44 | GINS-4610-15 (GINS 4610-15 - Aluminium Insert 2 x 4 config ( 3_8 x .0.669 ) ) | 2665 | 3003929 | 85381090
2664 | Raw Material | Packaging material | Packing boxes | Inner/Outer boxes | 212 | GINS-4610 cft otr (GINS-4610 CRAFT OUTER) | 2664 | 1001355 | 85381090
2663 | Raw Material | Packaging material | Packing boxes | Inner/Outer boxes | 212 | GINS-4610 wht inr (GINS-4610 WHITE INNER) | 2663 | 1001356 | 85381090
2662 | Finished Good | Low Voltage Standoff Insulators | Thermoset DMC/BMC Insulators | 3061 Series | 33 | GINS-3061-M5F-S (GINS 3061-M5F-S - Steel Metric Insert M16 x 19 mm ) | 2662 | 3003930 | 85381090
2661 | Finished Good | Low Voltage Standoff Insulators | Thermoset DMC/BMC Insulators | 3061 Series | 33 | GINS-3061-M5F-B (GINS 3061-M5F-B - Brass Metric Insert M16 x 19 mm ) | 2661 | 3003931 | 85381090
2660 | Finished Good | Low Voltage Standoff Insulators | Thermoset DMC/BMC Insulators | 3061 Series | 33 | GINS-3061-M5F (GINS 3061-M5F - Aluminium Metric Insert M16 x 19 mm ) | 2660 | 3003932 | 85381090
2659 | Finished Good | Low Voltage Standoff Insulators | Thermoset DMC/BMC Insulators | 3061 Series | 33 | GINS-3061-M4F-S (GINS 3061-M4F-S - Steel Metric Insert M12 x 17 mm ) | 2659 | 3003933 | 85381090
2658 | Finished Good | Low Voltage Standoff Insulators | Thermoset DMC/BMC Insulators | 3061 Series | 33 | GINS-3061-M4F-B (GINS 3061-M4F-B - Brass Metric Insert M12 x 17 mm ) | 2658 | 3003934 | 85381090
2657 | Finished Good | Low Voltage Standoff Insulators | Thermoset DMC/BMC Insulators | 3061 Series | 33 | GINS-3061-M4F (GINS 3061-M4F - Aluminium Metric Insert M12 x 17 mm ) | 2657 | 3003935 | 85381090
2656 | Finished Good | Low Voltage Standoff Insulators | Thermoset DMC/BMC Insulators | 3061 Series | 33 | GINS-3061-M4D-S (GINS 3061-M4D-S - Steel Metric Insert M12 x 17 mm ) | 2656 | 3003936 | 85381090
2655 | Finished Good | Low Voltage Standoff Insulators | Thermoset DMC/BMC Insulators | 3061 Series | 33 | GINS-3061-M4D-B (GINS 3061-M4D-B - Brass Metric Insert M12 x 17 mm ) | 2655 | 3003937 | 85381090
2654 | Finished Good | Low Voltage Standoff Insulators | Thermoset DMC/BMC Insulators | 3061 Series | 33 | GINS-3061-M4D (GINS 3061-M4D - Aluminium Metric Insert M12 x 17 mm ) | 2654 | 3003938 | 85381090
2653 | Finished Good | Low Voltage Standoff Insulators | Thermoset DMC/BMC Insulators | 3061 Series | 33 | GINS-3061-M4C-S (GINS 3061-M4C-S - Steel Metric Insert M12 x 15 mm ) | 2653 | 3003939 | 85381090
2652 | Finished Good | Low Voltage Standoff Insulators | Thermoset DMC/BMC Insulators | 3061 Series | 33 | GINS-3061-M4C-B (GINS 3061-M4C-B - Brass Metric Insert M12 x 15 mm ) | 2652 | 3003940 | 85381090
2651 | Finished Good | Low Voltage Standoff Insulators | Thermoset DMC/BMC Insulators | 3061 Series | 33 | GINS-3061-M4C (GINS 3061-M4C- Aluminium Metric Insert M12 x 15 mm ) | 2651 | 3003941 | 85381090
2650 | Finished Good | Low Voltage Standoff Insulators | Thermoset DMC/BMC Insulators | 3061 Series | 33 | GINS-3061-M3H-S (GINS 3061-M3H-S - Steel Metric Insert M10 x 22 mm ) | 2650 | 3003942 | 85381090
2649 | Finished Good | Low Voltage Standoff Insulators | Thermoset DMC/BMC Insulators | 3061 Series | 33 | GINS-3061-M3H-B (GINS 3061-M3H-B - Brass Metric Insert M10 x 22 mm ) | 2649 | 3003943 | 85381090
2648 | Finished Good | Low Voltage Standoff Insulators | Thermoset DMC/BMC Insulators | 3061 Series | 33 | GINS-3061-M3H (GINS 3061-M3H - Aluminium Metric Insert M10 x 22 mm ) | 2648 | 3003944 | 85381090
2647 | Finished Good | Low Voltage Standoff Insulators | Thermoset DMC/BMC Insulators | 3061 Series | 33 | GINS-3061-M3G-S (GINS 3061-M3G-S - Steel Metric Insert M10 x 22 mm ) | 2647 | 3003945 | 85381090
2646 | Finished Good | Low Voltage Standoff Insulators | Thermoset DMC/BMC Insulators | 3061 Series | 33 | GINS-3061-M3G-B (GINS 3061-M3G-B - Brass Metric Insert M10 x 22 mm ) | 2646 | 3003946 | 85381090
2645 | Finished Good | Low Voltage Standoff Insulators | Thermoset DMC/BMC Insulators | 3061 Series | 33 | GINS-3061-M3G (GINS 3061-M3G - Aluminium Metric Insert M10 x 22 mm ) | 2645 | 3003947 | 85381090
2644 | Finished Good | Low Voltage Standoff Insulators | Thermoset DMC/BMC Insulators | 3061 Series | 33 | GINS-3061-M3F-S (GINS 3061-M3F-S - Steel Metric Insert M10 x 17 mm ) | 2644 | 3003948 | 85381090
2643 | Finished Good | Low Voltage Standoff Insulators | Thermoset DMC/BMC Insulators | 3061 Series | 33 | GINS-3061-M3F-B (GINS 3061-M3F-B - Brass Metric Insert M10 x 17 mm ) | 2643 | 3003949 | 85381090
2642 | Finished Good | Low Voltage Standoff Insulators | Thermoset DMC/BMC Insulators | 3061 Series | 33 | GINS-3061-M3F (GINS 3061-M3F - Aluminium Metric Insert M10 x 17 mm ) | 2642 | 3003950 | 85381090
2641 | Finished Good | Low Voltage Standoff Insulators | Thermoset DMC/BMC Insulators | 3061 Series | 33 | GINS-3061-M3E-S (GINS 3061-M3E-S - Steel Metric Insert M10 x 17 mm ) | 2641 | 3003951 | 85381090
2640 | Finished Good | Low Voltage Standoff Insulators | Thermoset DMC/BMC Insulators | 3061 Series | 33 | GINS-3061-M3E-B (GINS 3061-M3E-B - Brass Metric Insert M10 x 17 mm ) | 2640 | 3003952 | 85381090
2639 | Finished Good | Low Voltage Standoff Insulators | Thermoset DMC/BMC Insulators | 3061 Series | 33 | GINS-3061-M3E (GINS 3061-M3E - Aluminium Metric Insert M10 x 17 mm ) | 2639 | 3003953 | 85381090
2638 | Finished Good | Low Voltage Standoff Insulators | Thermoset DMC/BMC Insulators | 3061 Series | 33 | GINS-3061-M3D-S (GINS 3061-M3D-S - Steel Metric Insert M10 x 17 mm ) | 2638 | 3003954 | 85381090
2637 | Finished Good | Low Voltage Standoff Insulators | Thermoset DMC/BMC Insulators | 3061 Series | 33 | GINS-3061-M3D-B (GINS 3061-M3D-B - Brass Metric Insert M10 x 17 mm ) | 2637 | 3003955 | 85381090
2636 | Finished Good | Low Voltage Standoff Insulators | Thermoset DMC/BMC Insulators | 3061 Series | 33 | GINS-3061-M3D (GINS 3061-M3D - Aluminium Metric Insert M10 x 17 mm ) | 2636 | 3003956 | 85381090
2635 | Finished Good | Low Voltage Standoff Insulators | Thermoset DMC/BMC Insulators | 3061 Series | 33 | GINS-3061-M3C-S (GINS 3061-M3C-S - Steel Metric Insert M10 x 15 mm) | 2635 | 3003957 | 85381090
2634 | Finished Good | Low Voltage Standoff Insulators | Thermoset DMC/BMC Insulators | 3061 Series | 33 | GINS-3061-M3C-B (GINS 3061-M3C-B - Brass Metric Insert M10 x 15 mm) | 2634 | 3003958 | 85381090
2633 | Finished Good | Low Voltage Standoff Insulators | Thermoset DMC/BMC Insulators | 3061 Series | 33 | GINS-3061-M3C (GINS 3061-M3C - Aluminium Metric Insert M10 x 15 mm) | 2633 | 3003959 | 85381090
2632 | Finished Good | Low Voltage Standoff Insulators | Thermoset DMC/BMC Insulators | 3061 Series | 33 | GINS-3061-M3B-S (GINS 3061-M3B-S - Steel Metric Insert M10 x 12 mm) | 2632 | 3003960 | 85381090
2631 | Finished Good | Low Voltage Standoff Insulators | Thermoset DMC/BMC Insulators | 3061 Series | 33 | GINS-3061-M3B-B (GINS 3061-M3B-B - Brass Metric Insert M10 x 12 mm) | 2631 | 3003961 | 85381090
2630 | Finished Good | Low Voltage Standoff Insulators | Thermoset DMC/BMC Insulators | 3061 Series | 33 | GINS-3061-M3B (GINS 3061-M3B - Aluminium Metric Insert M10 x 12 mm) | 2630 | 3003962 | 85381090
2629 | Finished Good | Low Voltage Standoff Insulators | Thermoset DMC/BMC Insulators | 3061 Series | 33 | GINS-3061-M3A-S (GINS 3061-M3A-S - Steel Metric Insert M10 x 12 mm) | 2629 | 3003963 | 85381090
2628 | Finished Good | Low Voltage Standoff Insulators | Thermoset DMC/BMC Insulators | 3061 Series | 33 | GINS-3061-M3A-B (GINS 3061-M3A-B - Brass Metric Insert M10 x 12 mm) | 2628 | 3003964 | 85381090
2627 | Finished Good | Low Voltage Standoff Insulators | Thermoset DMC/BMC Insulators | 3061 Series | 33 | GINS-3061-M3A (GINS 3061-M3A - Aluminium Metric Insert M10 x 12 mm) | 2627 | 3003965 | 85381090
2626 | Finished Good | Low Voltage Standoff Insulators | Thermoset DMC/BMC Insulators | 3061 Series | 33 | GINS-3061-M2B-S (GINS 3061-M2B-S - Steel Metric Insert M8 x 14.3 mm ) | 2626 | 3003966 | 85381090
2625 | Finished Good | Low Voltage Standoff Insulators | Thermoset DMC/BMC Insulators | 3061 Series | 33 | GINS-3061-M2B-B (GINS 3061-M2B-B - Brass Metric Insert M8 x 14.3 mm ) | 2625 | 3003967 | 85381090
2624 | Finished Good | Low Voltage Standoff Insulators | Thermoset DMC/BMC Insulators | 3061 Series | 33 | GINS-3061-M2B (GINS 3061-M2B - Aluminium Metric Insert M8 x 14.3 mm ) | 2624 | 3003968 | 85381090
2623 | Finished Good | Low Voltage Standoff Insulators | Thermoset DMC/BMC Insulators | 3061 Series | 33 | GINS-3061-M1B-S (GINS 3061-M1B - S - Steel Metric Insert M10 x 12 mm ) | 2623 | 3003969 | 85381090
2622 | Finished Good | Low Voltage Standoff Insulators | Thermoset DMC/BMC Insulators | 3061 Series | 33 | GINS-3061-M1B-B (GINS 3061-M1B - B - Brass Metric Insert M10 x 12 mm ) | 2622 | 3003970 | 85381090
2621 | Finished Good | Low Voltage Standoff Insulators | Thermoset DMC/BMC Insulators | 3061 Series | 33 | GINS-3061-M1B (GINS 3061-M1B - Aluminium Metric Insert M10 x 12 mm ) | 2621 | 3003971 | 85381090
2620 | Finished Good | Low Voltage Standoff Insulators | Thermoset DMC/BMC Insulators | 3061 Series | 33 | GINS-3061-M1A-S (GINS 3061-M1A - S - Steel Metric Insert M6 X 12.7 mm ) | 2620 | 3003972 | 85381090
2619 | Finished Good | Low Voltage Standoff Insulators | Thermoset DMC/BMC Insulators | 3061 Series | 33 | GINS-3061-M1A-B (GINS 3061-M1A-B - Brass Metric Insert M6 X 12.7 mm ) | 2619 | 3003973 | 85381090
2618 | Finished Good | Low Voltage Standoff Insulators | Thermoset DMC/BMC Insulators | 3061 Series | 33 | GINS-3061-M1A (GINS 3061-M1A - Aluminium Metric Insert M6 X 12.7 mm ) | 2618 | 3003974 | 85381090
2617 | Finished Good | Low Voltage Standoff Insulators | Thermoset DMC/BMC Insulators | 3061 Series | 33 | GINS-3061-5F-S (GINS 3061-5F-S - Steel Insert 5_8 X 0.748) | 2617 | 3003975 | 85381090
2616 | Finished Good | Low Voltage Standoff Insulators | Thermoset DMC/BMC Insulators | 3061 Series | 33 | GINS-3061-5F-B (GINS 3061-5F-B - Brass Insert 5_8 X 0.748) | 2616 | 3003976 | 85381090
2615 | Finished Good | Low Voltage Standoff Insulators | Thermoset DMC/BMC Insulators | 3061 Series | 33 | GINS-3061-5F (GINS 3061-5F - Aluminium Insert 5_8 X 0.748) | 2615 | 3003977 | 85381090
2614 | Finished Good | Low Voltage Standoff Insulators | Thermoset DMC/BMC Insulators | 3061 Series | 33 | GINS-3061-4F-S (GINS 3061-4F-S - Steel Insert 1_2 X 0.669) | 2614 | 3003978 | 85381090
2613 | Finished Good | Low Voltage Standoff Insulators | Thermoset DMC/BMC Insulators | 3061 Series | 33 | GINS-3061-4F-B (GINS 3061-4F-B - Brass Insert 1_2 X 0.669) | 2613 | 3003979 | 85381090
2612 | Finished Good | Low Voltage Standoff Insulators | Thermoset DMC/BMC Insulators | 3061 Series | 33 | GINS-3061-4F (GINS 3061-4F - Steel Insert 1_2 X 0.669) | 2612 | 3003980 | 85381090
2611 | Finished Good | Low Voltage Standoff Insulators | Thermoset DMC/BMC Insulators | 3061 Series | 33 | GINS-3061-4D-S (GINS 3061-4D-S - Steel Insert 1_2 X 0.669) | 2611 | 3003981 | 85381090
2610 | Finished Good | Low Voltage Standoff Insulators | Thermoset DMC/BMC Insulators | 3061 Series | 33 | GINS-3061-4D-B (GINS 3061-4D-B - Brass Insert 1_2 X 0.669) | 2610 | 3003982 | 85381090
2609 | Finished Good | Low Voltage Standoff Insulators | Thermoset DMC/BMC Insulators | 3061 Series | 33 | GINS-3061-4D (GINS 3061-4D - Aluminium Insert 1_2 X 0.669) | 2609 | 3003983 | 85381090
2608 | Finished Good | Low Voltage Standoff Insulators | Thermoset DMC/BMC Insulators | 3061 Series | 33 | GINS-3061-4C-S (GINS 3061-4C-S - Steel Insert 1_2 X 0.591) | 2608 | 3003984 | 85381090
2607 | Finished Good | Low Voltage Standoff Insulators | Thermoset DMC/BMC Insulators | 3061 Series | 33 | GINS-3061-4C-B (GINS 3061-4C-B - Brass Insert 1_2 X 0.591) | 2607 | 3003985 | 85381090
2606 | Finished Good | Low Voltage Standoff Insulators | Thermoset DMC/BMC Insulators | 3061 Series | 33 | GINS-3061-4C (GINS 3061-4C- Aluminium Insert 1_2 X 0.591) | 2606 | 3003986 | 85381090
2605 | Finished Good | Low Voltage Standoff Insulators | Thermoset DMC/BMC Insulators | 3061 Series | 33 | GINS-3061-3H-S (GINS 3061-3H-S - Steel Insert 3_8 X 0.886) | 2605 | 3003987 | 85381090
2604 | Finished Good | Low Voltage Standoff Insulators | Thermoset DMC/BMC Insulators | 3061 Series | 33 | GINS-3061-3H-B (GINS 3061-3H-B - Brass Insert 3_8 X 0.886) | 2604 | 3003988 | 85381090
2603 | Finished Good | Low Voltage Standoff Insulators | Thermoset DMC/BMC Insulators | 3061 Series | 33 | GINS-3061-3H (GINS 3061-3H - Aluminium Insert 3_8 X 0.886) | 2603 | 3003989 | 85381090
2602 | Finished Good | Low Voltage Standoff Insulators | Thermoset DMC/BMC Insulators | 3061 Series | 33 | GINS-3061-3G-S (GINS 3061-3G-S - Steel Insert 3_8 X 0.886) | 2602 | 3003990 | 85381090
2601 | Finished Good | Low Voltage Standoff Insulators | Thermoset DMC/BMC Insulators | 3061 Series | 33 | GINS-3061-3G-B (GINS 3061-3G-B - Brass Insert 3_8 X 0.886) | 2601 | 3003991 | 85381090
2600 | Finished Good | Low Voltage Standoff Insulators | Thermoset DMC/BMC Insulators | 3061 Series | 33 | GINS-3061-3G (GINS 3061-3G - Aluminium Insert 3_8 X 0.886) | 2600 | 3003992 | 85381090
2599 | Finished Good | Low Voltage Standoff Insulators | Thermoset DMC/BMC Insulators | 3061 Series | 33 | GINS-3061-3F-S (GINS 3061-3F-S - Steel Insert 3_8 X 0.669) | 2599 | 3003993 | 85381090
2598 | Finished Good | Low Voltage Standoff Insulators | Thermoset DMC/BMC Insulators | 3061 Series | 33 | GINS-3061-3F-B (GINS 3061-3F-B - Brass Insert 3_8 X 0.669) | 2598 | 3003994 | 85381090
2597 | Finished Good | Low Voltage Standoff Insulators | Thermoset DMC/BMC Insulators | 3061 Series | 33 | GINS-3061-3F (GINS 3061-3F - Aluminium Insert 3_8 X 0.669) | 2597 | 3003995 | 85381090
2596 | Finished Good | Low Voltage Standoff Insulators | Thermoset DMC/BMC Insulators | 3061 Series | 33 | GINS-3061-3E-S (GINS 3061-3E-S - Steel Insert 3_8 X 0.669) | 2596 | 3003996 | 85381090
2595 | Finished Good | Low Voltage Standoff Insulators | Thermoset DMC/BMC Insulators | 3061 Series | 33 | GINS-3061-3E-B (GINS 3061-3E-B - Brass Insert 3_8 X 0.669) | 2595 | 3003997 | 85381090
2594 | Finished Good | Low Voltage Standoff Insulators | Thermoset DMC/BMC Insulators | 3061 Series | 33 | GINS-3061-3E (GINS 3061-3E - Aluminium Insert 3_8 X 0.669) | 2594 | 3003998 | 85381090
2593 | Finished Good | Low Voltage Standoff Insulators | Thermoset DMC/BMC Insulators | 3061 Series | 33 | GINS-3061-3D-S (GINS 3061-3D-S - Steel Insert 3_8 X 0.669) | 2593 | 3003999 | 85381090
2592 | Finished Good | Low Voltage Standoff Insulators | Thermoset DMC/BMC Insulators | 3061 Series | 33 | GINS-3061-3D-B (GINS 3061-3D-B - Brass Insert 3_8 X 0.669) | 2592 | 3004000 | 85381090
2591 | Finished Good | Low Voltage Standoff Insulators | Thermoset DMC/BMC Insulators | 3061 Series | 33 | GINS-3061-3D (GINS 3061-3D - Aluminium Insert 3_8 X 0.669) | 2591 | 3004001 | 85381090
2590 | Finished Good | Low Voltage Standoff Insulators | Thermoset DMC/BMC Insulators | 3061 Series | 33 | GINS-3061-3C-S (GINS 3061-3C-S - Steel Insert 3_8 X 0.591) | 2590 | 3004002 | 85381090
2589 | Finished Good | Low Voltage Standoff Insulators | Thermoset DMC/BMC Insulators | 3061 Series | 33 | GINS-3061-3C-B (GINS 3061-3C-B - Brass Insert 3_8 X 0.591) | 2589 | 3004003 | 85381090
2588 | Finished Good | Low Voltage Standoff Insulators | Thermoset DMC/BMC Insulators | 3061 Series | 33 | GINS-3061-3C (GINS 3061-3C - Aluminium Insert 3_8 X 0.591) | 2588 | 3004004 | 85381090
2587 | Finished Good | Low Voltage Standoff Insulators | Thermoset DMC/BMC Insulators | 3061 Series | 33 | GINS-3061-3B-S (GINS 3061-3B-S - Steel Insert 3_8 X 0.472) | 2587 | 3004005 | 85381090
2586 | Finished Good | Low Voltage Standoff Insulators | Thermoset DMC/BMC Insulators | 3061 Series | 33 | GINS-3061-3B-B (GINS 3061-3B-B - Brass Insert 3_8 X 0.472) | 2586 | 3004006 | 85381090
2585 | Finished Good | Low Voltage Standoff Insulators | Thermoset DMC/BMC Insulators | 3061 Series | 33 | GINS-3061-3B (GINS 3061-3B - Aluminium Insert 3_8 X 0.472) | 2585 | 3004007 | 85381090
2584 | Finished Good | Low Voltage Standoff Insulators | Thermoset DMC/BMC Insulators | 3061 Series | 33 | GINS-3061-3A-S (GINS 3061-3A-S - Steel Insert 3_8 X 0.472) | 2584 | 3004008 | 85381090
2583 | Finished Good | Low Voltage Standoff Insulators | Thermoset DMC/BMC Insulators | 3061 Series | 33 | GINS-3061-3A-B (GINS 3061-3A-B - Brass Insert 3_8 X 0.472) | 2583 | 3004009 | 85381090
2582 | Finished Good | Low Voltage Standoff Insulators | Thermoset DMC/BMC Insulators | 3061 Series | 33 | GINS-3061-3A (GINS 3061-3A - Aluminium Insert 3_8 X 0.472) | 2582 | 3004010 | 85381090
2581 | Finished Good | Low Voltage Standoff Insulators | Thermoset DMC/BMC Insulators | 3061 Series | 33 | GINS-3061-2B-S (GINS 3061-2B-S - Steel Insert 5_16 X 0.563) | 2581 | 3004011 | 85381090
2580 | Finished Good | Low Voltage Standoff Insulators | Thermoset DMC/BMC Insulators | 3061 Series | 33 | GINS-3061-2B-B (GINS 3061-2B-B - Brass Insert 5_16 X 0.563) | 2580 | 3004012 | 85381090
2579 | Finished Good | Low Voltage Standoff Insulators | Thermoset DMC/BMC Insulators | 3061 Series | 33 | GINS-3061-2B (GINS 3061-2B - Aluminium Insert 5_16 X 0.563) | 2579 | 3004013 | 85381090
2578 | Finished Good | Low Voltage Standoff Insulators | Thermoset DMC/BMC Insulators | 3061 Series | 33 | GINS-3061-1B-S (GINS 3061-1B - S - Steel Insert 3_8 X 0.472) | 2578 | 3004014 | 85381090
2577 | Finished Good | Low Voltage Standoff Insulators | Thermoset DMC/BMC Insulators | 3061 Series | 33 | GINS-3061-1B-B (GINS 3061-1B - B - Brass Insert 3_8 X 0.472) | 2577 | 3004015 | 85381090
2576 | Finished Good | Low Voltage Standoff Insulators | Thermoset DMC/BMC Insulators | 3061 Series | 33 | GINS-3061-1B (GINS 3061-1B - Aluminium Insert 3_8 X 0.472) | 2576 | 3004016 | 85381090
2575 | Finished Good | Low Voltage Standoff Insulators | Thermoset DMC/BMC Insulators | 3061 Series | 33 | GINS-3061-1A-S (GINS 3061-1A - S - Steel Insert 1_4 X 0.500 ) | 2575 | 3004017 | 85381090
2574 | Finished Good | Low Voltage Standoff Insulators | Thermoset DMC/BMC Insulators | 3061 Series | 33 | GINS-3061-1A-B (GINS 3061-1A-B - Brass Insert 1_4 X 0.500 ) | 2574 | 3004018 | 85381090
2573 | Finished Good | Low Voltage Standoff Insulators | Thermoset DMC/BMC Insulators | 3061 Series | 33 | GINS-3061-1A (GINS 3061-1A - Aluminium Insert 1_4 X 0.500 ) | 2573 | 3004019 | 85381090
2572 | Finished Good | Low Voltage Standoff Insulators | Thermoset DMC/BMC Insulators | 2165 Series | 20 | GINS-2165-M1B-S (GINS 2165-M1B - S - Steel Metric Insert M6 x 8 mm ) | 2572 | 3004020 | 85381090
2571 | Finished Good | Low Voltage Standoff Insulators | Thermoset DMC/BMC Insulators | 2165 Series | 20 | GINS-2165-M1B-B (GINS 2165-M1B - B - Brass Metric Insert M6 x 8 mm) | 2571 | 3004021 | 85381090
2570 | Finished Good | Low Voltage Standoff Insulators | Thermoset DMC/BMC Insulators | 2165 Series | 20 | GINS-2165-M1B (GINS 2165-M1B - Aluminium Metric Insert M6 x 8 mm ) | 2570 | 3004022 | 85381090
2569 | Finished Good | Low Voltage Standoff Insulators | Thermoset DMC/BMC Insulators | 2165 Series | 20 | GINS-2165-M1A-UL (GINS 2165-M1A -UL - UL Marking on Hex Face ) | 2569 | 3004025 | 85381090
2568 | Finished Good | Low Voltage Standoff Insulators | Thermoset DMC/BMC Insulators | 2165 Series | 20 | GINS-2165-M1A-S (GINS 2165-M1A - S - Steel Metric Insert M6 X 8 mm ) | 2568 | 3004023 | 85381090
2567 | Finished Good | Low Voltage Standoff Insulators | Thermoset DMC/BMC Insulators | 2165 Series | 20 | GINS2165-M1A-B (GINS 2165-M1A - B - Brass Metric Insert M6 X 8 mm ) | 2567 | 3004024 | 85381090
2566 | Finished Good | Low Voltage Standoff Insulators | Thermoset DMC/BMC Insulators | 2165 Series | 20 | GINS-2165-M1A (GINS 2165-M1A - Aluminium Metric Insert M6 x 8 mm ) | 2566 | 3004026 | 85381090
2565 | Finished Good | Low Voltage Standoff Insulators | Thermoset DMC/BMC Insulators | 2165 Series | 20 | GINS-2165-1B-S (GINS 2165-1B - S - Steel Insert 1_4 x 0.315 ) | 2565 | 3004027 | 85381090
2564 | Finished Good | Low Voltage Standoff Insulators | Thermoset DMC/BMC Insulators | 2165 Series | 20 | GINS-2165-1B-B (GINS 2165-1B - B - Brass Insert 1_4 x 0.315 ) | 2564 | 3004028 | 85381090
2563 | Raw Material | Packaging material | Packing boxes | Inner/Outer boxes | 212 | GINS-2165-1B cft otr (GINS-2165-1B CRAFT OUTER) | 2563 | 1001357 | 85381090
2562 | Finished Good | Low Voltage Standoff Insulators | Thermoset DMC/BMC Insulators | 2165 Series | 20 | GINS-2165-1B (GINS 2165-1B - Aluminium Insert 1_4 x 0.315 ) | 2562 | 3004029 | 85381090
2561 | Raw Material | Packaging material | Packing boxes | Inner/Outer boxes | 212 | GINS-2165-1B wht inr (GINS-2165-1B WHITE INNER) | 2561 | 1001358 | 85381090
2560 | Finished Good | Low Voltage Standoff Insulators | Thermoset DMC/BMC Insulators | 2165 Series | 20 | GINS-2165-1A-S (GINS 2165-1A - S - Steel Insert 1_4 x 0.315 ) | 2560 | 3004030 | 85381090
2559 | Finished Good | Low Voltage Standoff Insulators | Thermoset DMC/BMC Insulators | 2165 Series | 20 | GINS-2165-1A-B (GINS 2165-1A - B - Brass Insert 1_4 x 0.315 ) | 2559 | 3004031 | 85381090
2558 | Finished Good | Low Voltage Standoff Insulators | Thermoset DMC/BMC Insulators | 2165 Series | 20 | GINS2165-1A (3/8") (GINS 2165-1A (3/8")- Aluminium Insert 3_8 x 0.315 ) | 2558 | 3004032 | 85381090
2557 | Raw Material | Packaging material | Packing boxes | Inner/Outer boxes | 212 | GINS-2165-1A wht inr (GINS-2165-1A WHITE INNER) | 2557 | 1001359 | 85381090
2556 | Raw Material | Packaging material | Packing boxes | Inner/Outer boxes | 212 | GINS-2165-1A cft otr (GINS-2165-1A CRAFT OUTER) | 2556 | 1001360 | 85381090
2555 | Finished Good | Low Voltage Standoff Insulators | Thermoset DMC/BMC Insulators | 2165 Series | 20 | GINS-2165-1A (GINS 2165-1A - Aluminium Insert 1_4 x 0.315 ) | 2555 | 3004033 | 85381090
2554 | Finished Good | Low Voltage Standoff Insulators | Thermoset DMC/BMC Insulators | 2165 Series | 20 | GINS-2165-100-1A (GINS 2165-100-1A - Aluminium Insert 1_4 x 0.315 ) | 2554 | 3004034 | 85381090
2553 | Finished Good |  |  |  | 19 | GINS-2035-1A (Insulator for Horizontal Busbar arrangement ) | 2553 | 3004035 | 85381090
2552 | Finished Good | Low Voltage Standoff Insulators | Thermoset DMC/BMC Insulators | 2017 Series | 18 | GINS-2017-M3C-S (GINS 2017-M3C - S- Steel Metric Insert M10 x 17 mm) | 2552 | 3004036 | 85381090
2551 | Finished Good | Low Voltage Standoff Insulators | Thermoset DMC/BMC Insulators | 2017 Series | 18 | GINS-2017-M3C-B (GINS 2017-M3C - B - Brass Metric Insert M10 x 17 mm) | 2551 | 3004037 | 85381090
2550 | Finished Good | Low Voltage Standoff Insulators | Thermoset DMC/BMC Insulators | 2017 Series | 18 | GINS-2017-M3C (GINS 2017-M3C - Aluminium Metric Insert M10 x 17 mm) | 2550 | 3004038 | 85381090
2549 | Finished Good | Low Voltage Standoff Insulators | Thermoset DMC/BMC Insulators | 2017 Series | 18 | GINS-2017-M2C-S (GINS 2017-M2C - S- Steel Metric Insert M8 x 17 mm) | 2549 | 3004039 | 85381090
2548 | Finished Good | Low Voltage Standoff Insulators | Thermoset DMC/BMC Insulators | 2017 Series | 18 | GINS-2017-M2C-B (GINS 2017-M2C - B - Brass Metric Insert M8 x 17 mm) | 2548 | 3004040 | 85381090
2547 | Finished Good | Low Voltage Standoff Insulators | Thermoset DMC/BMC Insulators | 2017 Series | 18 | GINS-2017-M2C (GINS 2017-M2C - Aluminium Metric Insert M8 x 17 mm) | 2547 | 3004041 | 85381090
2546 | Finished Good | Low Voltage Standoff Insulators | Thermoset DMC/BMC Insulators | 2017 Series | 18 | GINS-2017-M2A-S (GINS 2017-M2A - S- Steel Metric Insert M8 x 13 mm) | 2546 | 3004042 | 85381090
2545 | Finished Good | Low Voltage Standoff Insulators | Thermoset DMC/BMC Insulators | 2017 Series | 18 | GINS-2017-M2A-B (GINS 2017-M2A - B - Brass Metric Insert M8 x 13 mm) | 2545 | 3004043 | 85381090
2544 | Finished Good | Low Voltage Standoff Insulators | Thermoset DMC/BMC Insulators | 2017 Series | 18 | GINS-2017-M2A (GINS 2017-M2A - Aluminium Metric Insert M8 x 13 mm) | 2544 | 3004044 | 85381090
2543 | Finished Good | Low Voltage Standoff Insulators | Thermoset DMC/BMC Insulators | 2015 Series | 17 | GINS-2015-M4D-S (GINS 2015-M4D - S - Steel Metric Insert M12 x 19 mm) | 2543 | 3004045 | 85381090
2542 | Finished Good | Low Voltage Standoff Insulators | Thermoset DMC/BMC Insulators | 2015 Series | 17 | GINS-2015-M4D-B (GINS 2015-M4D - B - Brass Metric Insert M12 x 19 mm) | 2542 | 3004046 | 85381090
2541 | Finished Good | Low Voltage Standoff Insulators | Thermoset DMC/BMC Insulators | 2015 Series | 17 | GINS-2015-M4D (GINS 2015-M4D - Aluminium Metric Insert M12 x 19 mm) | 2541 | 3004047 | 85381090
2540 | Finished Good | Low Voltage Standoff Insulators | Thermoset DMC/BMC Insulators | 2015 Series | 17 | GINS-2015-M4C-S (GINS 2015-M4C - S - Steel Metric Insert M12 x 17 mm) | 2540 | 3004048 | 85381090
2539 | Finished Good | Low Voltage Standoff Insulators | Thermoset DMC/BMC Insulators | 2015 Series | 17 | GINS-2015-M4C-B (GINS 2015-M4C - B - Brass Metric Insert M12 x 17 mm ) | 2539 | 3004049 | 85381090
2538 | Finished Good | Low Voltage Standoff Insulators | Thermoset DMC/BMC Insulators | 2015 Series | 17 | GINS-2015-M4C (GINS 2015-M4C - Aluminium Metric Insert M12 x 17 mm) | 2538 | 3004050 | 85381090
2537 | Finished Good | Low Voltage Standoff Insulators | Thermoset DMC/BMC Insulators | 2015 Series | 17 | GINS-2015-M3D-S (GINS 2015-M3D - S - Steel Metric Insert M10 x 17 mm ) | 2537 | 3004051 | 85381090
2536 | Finished Good | Low Voltage Standoff Insulators | Thermoset DMC/BMC Insulators | 2015 Series | 17 | GINS-2015-M3D-B (GINS 2015-M3D - B - Brass Metric Insert M10 x 17 mm) | 2536 | 3004052 | 85381090
2535 | Finished Good | Low Voltage Standoff Insulators | Thermoset DMC/BMC Insulators | 2015 Series | 17 | GINS-2015-M3D (GINS 2015-M3D - Aluminium Metric Insert M10 x 17 mm ) | 2535 | 3004053 | 85381090
2534 | Finished Good | Low Voltage Standoff Insulators | Thermoset DMC/BMC Insulators | 2015 Series | 17 | GINS-2015-M3C-S (GINS 2015-M3C - S - Steel Metric Insert M10 x 17 mm) | 2534 | 3004054 | 85381090
2533 | Finished Good | Low Voltage Standoff Insulators | Thermoset DMC/BMC Insulators | 2015 Series | 17 | GINS-2015-M3C-B (GINS 2015-M3C - B - Brass Metric Insert M10 x 17 mm ) | 2533 | 3004055 | 85381090
2532 | Finished Good | Low Voltage Standoff Insulators | Thermoset DMC/BMC Insulators | 2015 Series | 17 | GINS-2015-M3C (GINS 2015-M3C - Aluminium Metric Insert M10 X 17 mm ) | 2532 | 3004056 | 85381090
2531 | Finished Good | Low Voltage Standoff Insulators | Thermoset DMC/BMC Insulators | 2015 Series | 17 | GINS-2015-M3B-S (GINS 2015-M3B - S - Steel Metric Insert M10 x 14.3 mm ) | 2531 | 3004057 | 85381090
2530 | Finished Good | Low Voltage Standoff Insulators | Thermoset DMC/BMC Insulators | 2015 Series | 17 | GINS-2015-M3B-B (GINS 2015-M3B -B - Brass Metric Insert M10 x 14.3 mm ) | 2530 | 3004058 | 85381090
2529 | Finished Good | Low Voltage Standoff Insulators | Thermoset DMC/BMC Insulators | 2015 Series | 17 | GINS-2015-M3B (GINS 2015-M3B - Aluminium Metric Insert M10 x 14.3 mm ) | 2529 | 3004059 | 85381090
2528 | Finished Good | Low Voltage Standoff Insulators | Thermoset DMC/BMC Insulators | 2015 Series | 17 | GINS-2015-M3A-S (GINS 2015-M3A - S - Steel Metric Insert M10 x 12 mm ) | 2528 | 3004060 | 85381090
2527 | Finished Good | Low Voltage Standoff Insulators | Thermoset DMC/BMC Insulators | 2015 Series | 17 | GINS-2015-M3A-B (GINS 2015-M3A -B - Brass Metric Insert M10 x 12 mm) | 2527 | 3004061 | 85381090
2526 | Finished Good | Low Voltage Standoff Insulators | Thermoset DMC/BMC Insulators | 2015 Series | 17 | GINS-2015-M3A (GINS 2015-M3A - Aluminium Metric Insert M10 x 12 mm) | 2526 | 3004062 | 85381090
2525 | Finished Good | Low Voltage Standoff Insulators | Thermoset DMC/BMC Insulators | 2015 Series | 17 | GINS-2015-M2C-S (GINS 2015-M2C - S- Steel Metric Insert M8 x 17 mm ) | 2525 | 3004063 | 85381090
2524 | Finished Good | Low Voltage Standoff Insulators | Thermoset DMC/BMC Insulators | 2015 Series | 17 | GINS-2015-M2C-B (GINS 2015-M2C - B- Brass Metric Insert M8 x 17 mm ) | 2524 | 3004064 | 85381090
2523 | Finished Good | Low Voltage Standoff Insulators | Thermoset DMC/BMC Insulators | 2015 Series | 17 | GINS-2015-M2C (GINS 2015-M2C - Aluminium Metric Insert M8 x 17 mm ) | 2523 | 3004065 | 85381090
2522 | Finished Good | Low Voltage Standoff Insulators | Thermoset DMC/BMC Insulators | 2015 Series | 17 | GINS-2015-M2B-S (GINS 2015-M2B - S - Steel Metric Insert M8 X 13 mm) | 2522 | 3004066 | 85381090
2521 | Finished Good | Low Voltage Standoff Insulators | Thermoset DMC/BMC Insulators | 2015 Series | 17 | GINS-2015-M2B-B (GINS 2015-M2B - B- Brass Metric Insert M8 X 13 mm) | 2521 | 3004067 | 85381090
2520 | Finished Good | Low Voltage Standoff Insulators | Thermoset DMC/BMC Insulators | 2015 Series | 17 | GINS-2015-M2B (GINS 2015-M2B - Aluminium Metric Insert M8 X 13 mm) | 2520 | 3004068 | 85381090
2519 | Finished Good | Low Voltage Standoff Insulators | Thermoset DMC/BMC Insulators | 2015 Series | 17 | GINS-2015-M2A-S (GINS 2015-M2A - S - Steel Metric Insert M8 X 13 mm) | 2519 | 3004069 | 85381090
2518 | Finished Good | Low Voltage Standoff Insulators | Thermoset DMC/BMC Insulators | 2015 Series | 17 | GINS-2015-M2A-B (GINS 2015-M2A - B - Brass Metric Insert M8 X 13 mm) | 2518 | 3004070 | 85381090
2517 | Finished Good | Low Voltage Standoff Insulators | Thermoset DMC/BMC Insulators | 2015 Series | 17 | GINS-2015-M2A (GINS 2015-M2A - Aluminium Metric Insert M8 X 13 mm) | 2517 | 3004071 | 85381090
2516 | Finished Good | Low Voltage Standoff Insulators | Thermoset DMC/BMC Insulators | 2015 Series | 17 | GINS-2015-M1A-S (GINS 2015-M1A - S - Steel Metric Insert M6 x 13 mm ) | 2516 | 3004072 | 85381090
2515 | Finished Good | Low Voltage Standoff Insulators | Thermoset DMC/BMC Insulators | 2015 Series | 17 | GINS-2015-M1A-B (GINS 2015-M1A - B - Brass Metric Insert M6 x 13 mm ) | 2515 | 3004073 | 85381090
2514 | Finished Good | Low Voltage Standoff Insulators | Thermoset DMC/BMC Insulators | 2015 Series | 17 | GINS-2015-M1A (GINS 2015-M1A - Aluminium Metric Insert M6 x 13 mm ) | 2514 | 3004074 | 85381090
2513 | Finished Good | Low Voltage Standoff Insulators | Thermoset DMC/BMC Insulators | 2015 Series | 17 | GINS-2015-4D-S (GINS 2015-4D - S - Steel Insert 1_2 X 0.748) | 2513 | 3004075 | 85381090
2512 | Finished Good | Low Voltage Standoff Insulators | Thermoset DMC/BMC Insulators | 2015 Series | 17 | GINS-2015-4D-B (GINS 2015-4D - B - Brass Insert 1_2 X 0.748) | 2512 | 3004076 | 85381090
2511 | Raw Material | Packaging material | Packing boxes | Inner/Outer boxes | 212 | GINS-2015-4D cft otr (GINS-2015-4D CRAFT OUTER) | 2511 | 1001361 | 85381090
2510 | Finished Good | Low Voltage Standoff Insulators | Thermoset DMC/BMC Insulators | 2015 Series | 17 | GINS-2015-4D (GINS 2015-4D - Aluminium Insert 1_2 X 0.748) | 2510 | 3004077 | 85381090
2509 | Finished Good | Low Voltage Standoff Insulators | Thermoset DMC/BMC Insulators | 2015 Series | 17 | GINS-2015-4C-S-1M(0.5).(25.4) (GINS 2015 Male Female -MS Stud 1_2 x 25.4mm outside ) | 2509 | 3004078 | 85381090
2508 | Finished Good | Low Voltage Standoff Insulators | Thermoset DMC/BMC Insulators | 2015 Series | 17 | GINS-2015-4C-S (GINS 2015-4C - S - Steel Insert 1_2 X 0.669) | 2508 | 3004079 | 85381090
2507 | Finished Good | Low Voltage Standoff Insulators | Thermoset DMC/BMC Insulators | 2015 Series | 17 | GINS-2015-4C-B (GINS 2015-4C - B - Brass Insert 1_2 X 0.669) | 2507 | 3004080 | 85381090
2506 | Finished Good | Low Voltage Standoff Insulators | Thermoset DMC/BMC Insulators | 2015 Series | 17 | GINS-2015-4C (GINS 2015-4C - Aluminium Insert 1_2 X 0.669) | 2506 | 3004081 | 85381090
2505 | Finished Good | Low Voltage Standoff Insulators | Thermoset DMC/BMC Insulators | 2015 Series | 17 | GINS-2015-3D-S (GINS 2015-3D - S - Steel Insert 3_8 X 0.669) | 2505 | 3004082 | 85381090
2504 | Finished Good | Low Voltage Standoff Insulators | Thermoset DMC/BMC Insulators | 2015 Series | 17 | GINS-2015-3D-B (GINS 2015-3D - B - Brass Insert 3_8 X 0.669) | 2504 | 3004083 | 85381090
2503 | Finished Good | Low Voltage Standoff Insulators | Thermoset DMC/BMC Insulators | 2015 Series | 17 | GINS-2015-3D (GINS 2015-3D - Aluminium Insert 3_8 X 0.669) | 2503 | 3004084 | 85381090
2502 | Finished Good | Low Voltage Standoff Insulators | Thermoset DMC/BMC Insulators | 2015 Series | 17 | GINS-2015-3C-S (GINS 2015-3C - S - Steel Insert 3_8 X 0.669) | 2502 | 3004085 | 85381090
2501 | Finished Good | Low Voltage Standoff Insulators | Thermoset DMC/BMC Insulators | 2015 Series | 17 | GINS-2015-3C-B (GINS 2015-3C - B - Brass Insert 3_8 X 0.669) | 2501 | 3004086 | 85381090
2500 | Raw Material | Packaging material | Packing boxes | Inner/Outer boxes | 212 | GINS-2015-3C wht inr (GINS-2015-3C WHITE INNER) | 2500 | 1001362 | 85381090
2499 | Finished Good | Low Voltage Standoff Insulators | Thermoset DMC/BMC Insulators | 2015 Series | 17 | GINS-2015-3C (GINS 2015-3C - Aluminium Insert 3_8 X 0.669) | 2499 | 3004087 | 85381090
2498 | Raw Material | Packaging material | Packing boxes | Inner/Outer boxes | 212 | GINS-2015-3C cft otr (GINS-2015-3C CRAFT OUTER) | 2498 | 1001363 | 85381090
2497 | Finished Good | Low Voltage Standoff Insulators | Thermoset DMC/BMC Insulators | 2015 Series | 17 | GINS-2015-3B-S (GINS 2015-3B - S - Steel Insert 3_8 X 0.563) | 2497 | 3004088 | 85381090
2496 | Finished Good | Low Voltage Standoff Insulators | Thermoset DMC/BMC Insulators | 2015 Series | 17 | GINS-2015-3B-B (GINS 2015-3B - B - Brass Insert 3_8 X 0.563) | 2496 | 3004089 | 85381090
2495 | Finished Good | Low Voltage Standoff Insulators | Thermoset DMC/BMC Insulators | 2015 Series | 17 | GINS-2015-3B (GINS 2015-3B - Aluminium Insert 3_8 X 0.563) | 2495 | 3004090 | 85381090
2494 | Finished Good | Low Voltage Standoff Insulators | Thermoset DMC/BMC Insulators | 2015 Series | 17 | GINS-2015-3A-S (GINS 2015-3A - S - Steel Insert 3_8 X 0.472) | 2494 | 3004091 | 85381090
2493 | Finished Good | Low Voltage Standoff Insulators | Thermoset DMC/BMC Insulators | 2015 Series | 17 | GINS-2015-3A-B (GINS 2015-3A -B - Brass Insert 3_8 X 0.472) | 2493 | 3004092 | 85381090
2492 | Finished Good | Low Voltage Standoff Insulators | Thermoset DMC/BMC Insulators | 2015 Series | 17 | GINS-2015-3A (GINS 2015-3A - Aluminium Insert 3_8 X 0.472) | 2492 | 3004093 | 85381090
2491 | Finished Good | Low Voltage Standoff Insulators | Thermoset DMC/BMC Insulators | 2015 Series | 17 | GINS-2015-2C-S (GINS 2015-2C - S- Steel Insert 5_16 X 0.669) | 2491 | 3004094 | 85381090
2490 | Finished Good | Low Voltage Standoff Insulators | Thermoset DMC/BMC Insulators | 2015 Series | 17 | GINS-2015-2C-B (GINS 2015-2C - B- Brass Insert 5_16 X 0.669) | 2490 | 3004095 | 85381090
2489 | Finished Good | Low Voltage Standoff Insulators | Thermoset DMC/BMC Insulators | 2015 Series | 17 | GINS-2015-2C (GINS 2015-2C - Aluminium Insert 5_16 X 0.669) | 2489 | 3004096 | 85381090
2488 | Finished Good | Low Voltage Standoff Insulators | Thermoset DMC/BMC Insulators | 2015 Series | 17 | GINS-2015-2B-S (GINS 2015-2B - S - Steel Insert 5_16 X 0.512 ) | 2488 | 3004097 | 85381090
2487 | Finished Good | Low Voltage Standoff Insulators | Thermoset DMC/BMC Insulators | 2015 Series | 17 | GINS-2015-2B-B (GINS 2015-2B - B- Brass Insert 5_16 X 0.512 ) | 2487 | 3004098 | 85381090
2486 | Finished Good | Low Voltage Standoff Insulators | Thermoset DMC/BMC Insulators | 2015 Series | 17 | GINS-2015-2B (GINS 2015-2B - Aluminium Insert 5_16 X 0.512 ) | 2486 | 3004099 | 85381090
2485 | Finished Good | Low Voltage Standoff Insulators | Thermoset DMC/BMC Insulators | 2015 Series | 17 | GINS-2015-2A-S (GINS 2015-2A - S - Steel Insert 5_16 X 0.512 ) | 2485 | 3004100 | 85381090
2484 | Finished Good | Low Voltage Standoff Insulators | Thermoset DMC/BMC Insulators | 2015 Series | 17 | GINS-2015-2A-B (GINS 2015-2A - B - Brass Insert 5_16 X 0.512 ) | 2484 | 3004101 | 85381090
2483 | Finished Good | Low Voltage Standoff Insulators | Thermoset DMC/BMC Insulators | 2015 Series | 17 | GINS-2015-2A (GINS 2015-2A - Aluminium Insert 5_16 X 0.512 ) | 2483 | 3004102 | 85381090
2482 | Finished Good | Low Voltage Standoff Insulators | Thermoset DMC/BMC Insulators | 2015 Series | 17 | GINS-2015-1A-S (GINS 2015-1A - S - Steel Insert 1_4 X 0.512 ) | 2482 | 3004103 | 85381090
2481 | Finished Good | Low Voltage Standoff Insulators | Thermoset DMC/BMC Insulators | 2015 Series | 17 | GINS-2015-1A-B (GINS 2015-1A - B - Brass Insert 1_4 X 0.512 ) | 2481 | 3004104 | 85381090
2480 | Finished Good | Low Voltage Standoff Insulators | Thermoset DMC/BMC Insulators | 2015 Series | 17 | GINS-2015-1A (GINS 2015-1A - Aluminium Insert 1_4 X 0.512 ) | 2480 | 3004105 | 85381090
2479 | Finished Good | Low Voltage Standoff Insulators | Thermoset DMC/BMC Insulators | 1872 series | 15 | GINS-1872-M3F-S (GINS 1872-M3F - S - Steel Metric Insert M16 X 22 mm) | 2479 | 3004106 | 85381090
2478 | Finished Good | Low Voltage Standoff Insulators | Thermoset DMC/BMC Insulators | 1872 series | 15 | GINS-1872-M3F-B (GINS 1872-M3F - B- Brass Metric Insert M16 X 22 mm) | 2478 | 3004107 | 85381090
2477 | Finished Good | Low Voltage Standoff Insulators | Thermoset DMC/BMC Insulators | 1872 series | 15 | GINS-1872-M3F (GINS 1872-M3F- Aluminium Metric Insert M16 X 22 mm) | 2477 | 3004108 | 85381090
2476 | Finished Good | Low Voltage Standoff Insulators | Thermoset DMC/BMC Insulators | 1872 series | 15 | GINS-1872-M3E-S (GINS 1872-M3E - S - Steel Metric Insert M16 x 22 mm ) | 2476 | 3004109 | 85381090
2475 | Finished Good | Low Voltage Standoff Insulators | Thermoset DMC/BMC Insulators | 1872 series | 15 | GINS-1872-M3E-B (GINS 1872-M3E - B- Brass Metric Insert M16 x 22 mm) | 2475 | 3004110 | 85381090
2474 | Finished Good | Low Voltage Standoff Insulators | Thermoset DMC/BMC Insulators | 1872 series | 15 | GINS-1872-M3E (GINS 1872-M3E- Aluminium Metric Insert M16 x 22 mm) | 2474 | 3004111 | 85381090
2473 | Finished Good | Low Voltage Standoff Insulators | Thermoset DMC/BMC Insulators | 1872 series | 15 | GINS-1872-M2E-S (GINS 1872-M2E - S - Steel Metric Insert M12 x 22 mm) | 2473 | 3004112 | 85381090
2472 | Finished Good | Low Voltage Standoff Insulators | Thermoset DMC/BMC Insulators | 1872 series | 15 | GINS-1872-M2E-B (GINS 1872-M2E - B - Brass Metric Insert M12 x 22 mm) | 2472 | 3004113 | 85381090
2471 | Finished Good | Low Voltage Standoff Insulators | Thermoset DMC/BMC Insulators | 1872 series | 15 | GINS-1872-M2E (GINS 1872-M2E- Aluminium Metric Insert M12 x 22 mm) | 2471 | 3004114 | 85381090
2470 | Finished Good | Low Voltage Standoff Insulators | Thermoset DMC/BMC Insulators | 1872 series | 15 | GINS-1872-M2D-S (GINS 1872-M2D - S - Steel Metric Insert M12 x 22 mm ) | 2470 | 3004115 | 85381090
2469 | Finished Good | Low Voltage Standoff Insulators | Thermoset DMC/BMC Insulators | 1872 series | 15 | GINS-1872-M2D-B (GINS 1872-M2D - B- Brass Metric Insert M12 x 22 mm ) | 2469 | 3004116 | 85381090
2468 | Finished Good | Low Voltage Standoff Insulators | Thermoset DMC/BMC Insulators | 1872 series | 15 | GINS-1872-M2D (GINS 1872-M2D- Aluminium Metric Insert M12 x 22 mm ) | 2468 | 3004117 | 85381090
2467 | Finished Good | Low Voltage Standoff Insulators | Thermoset DMC/BMC Insulators | 1872 series | 15 | GINS-1872-M2C-S (GINS 1872-M2C - S - Steel Metric Insert M12 x 22 mm ) | 2467 | 3004118 | 85381090
2466 | Finished Good | Low Voltage Standoff Insulators | Thermoset DMC/BMC Insulators | 1872 series | 15 | GINS-1872-M2C-B (GINS 1872-M2C - B - Brass Metric Insert M12 x 22 mm ) | 2466 | 3004119 | 85381090
2465 | Finished Good | Low Voltage Standoff Insulators | Thermoset DMC/BMC Insulators | 1872 series | 15 | GINS-1872-M2C (GINS 1872-M2C- Aluminium Metric Insert M12 x 22 mm ) | 2465 | 3004120 | 85381090
2464 | Finished Good | Low Voltage Standoff Insulators | Thermoset DMC/BMC Insulators | 1872 series | 15 | GINS-1872-M2B-S (GINS 1872-M2B - S - Steel Metric Insert M12 X 22 mm ) | 2464 | 3004121 | 85381090
2463 | Finished Good | Low Voltage Standoff Insulators | Thermoset DMC/BMC Insulators | 1872 series | 15 | GINS-1872-M2B-B (GINS 1872-M2B - B - Brass Metric Insert M12 X 22 mm ) | 2463 | 3004122 | 85381090
2462 | Finished Good | Low Voltage Standoff Insulators | Thermoset DMC/BMC Insulators | 1872 series | 15 | GINS-1872-M2B (GINS 1872-M2B- Aluminium Metric Insert M12 X 22 mm ) | 2462 | 3004123 | 85381090
2461 | Finished Good | Low Voltage Standoff Insulators | Thermoset DMC/BMC Insulators | 1872 series | 15 | GINS-1872-M2A-S (GINS 1872-M2A - S - Steel Metric Insert M12 X 22 mm) | 2461 | 3004124 | 85381090
2460 | Finished Good | Low Voltage Standoff Insulators | Thermoset DMC/BMC Insulators | 1872 series | 15 | GINS-1872-M2A-B (GINS 1872-M2A - B - Brass Metric Insert M12 X 22 mm) | 2460 | 3004125 | 85381090
2459 | Finished Good | Low Voltage Standoff Insulators | Thermoset DMC/BMC Insulators | 1872 series | 15 | GINS-1872-M2A (GINS 1872-M2A- Aluminium Metric Insert M12 X 22 mm) | 2459 | 3004126 | 85381090
2458 | Finished Good | Low Voltage Standoff Insulators | Thermoset DMC/BMC Insulators | 1872 series | 15 | GINS-1872-M1E-S (GINS 1872-M1E-S - Steel Metric Insert M10 x 22 mm) | 2458 | 3004127 | 85381090
2457 | Finished Good | Low Voltage Standoff Insulators | Thermoset DMC/BMC Insulators | 1872 series | 15 | GINS-1872-M1E-B (GINS 1872-M1E-B- Brass Metric Insert M10 x 22 mm) | 2457 | 3004128 | 85381090
2456 | Finished Good | Low Voltage Standoff Insulators | Thermoset DMC/BMC Insulators | 1872 series | 15 | GINS-1872-M1E (GINS 1872-M1E- Aluminium Metric Insert M10 x 22 mm) | 2456 | 3004129 | 85381090
2455 | Finished Good | Low Voltage Standoff Insulators | Thermoset DMC/BMC Insulators | 1872 series | 15 | GINS-1872-M1D-S (GINS 1872-M1D - S - Steel Metric Insert M10 x 22 mm ) | 2455 | 3004130 | 85381090
2454 | Finished Good | Low Voltage Standoff Insulators | Thermoset DMC/BMC Insulators | 1872 series | 15 | GINS-1872-M1D-B (GINS 1872-M1D - B - Brass Metric Insert M10 x 22 mm ) | 2454 | 3004131 | 85381090
2453 | Finished Good | Low Voltage Standoff Insulators | Thermoset DMC/BMC Insulators | 1872 series | 15 | GINS-1872-M1D (GINS 1872-M1D- Aluminium Metric Insert M10 x 22 mm ) | 2453 | 3004132 | 85381090
2452 | Finished Good | Low Voltage Standoff Insulators | Thermoset DMC/BMC Insulators | 1872 series | 15 | GINS-1872-M1C-S (GINS 1872-M1C-S- Steel Metric Insert M10 x 22 mm ) | 2452 | 3004133 | 85381090
2451 | Finished Good | Low Voltage Standoff Insulators | Thermoset DMC/BMC Insulators | 1872 series | 15 | GINS-1872-M1C-B (GINS 1872-M1C-B- Brass Metric Insert M10 x 22 mm ) | 2451 | 3004134 | 85381090
2450 | Finished Good | Low Voltage Standoff Insulators | Thermoset DMC/BMC Insulators | 1872 series | 15 | GINS-1872-M1C (GINS 1872-M1C- Aluminium Metric Insert M10 X 22 mm ) | 2450 | 3004135 | 85381090
2449 | Finished Good | Low Voltage Standoff Insulators | Thermoset DMC/BMC Insulators | 1872 series | 15 | GINS-1872-M1B-S (GINS 1872-M1B - S- Steel Metric Insert M12 x 22 mm ) | 2449 | 3004136 | 85381090
2448 | Finished Good | Low Voltage Standoff Insulators | Thermoset DMC/BMC Insulators | 1872 series | 15 | GINS-1872-M1B-B (GINS 1872-M1B -B - Brass Metric Insert M12 x 22 mm ) | 2448 | 3004137 | 85381090
2447 | Finished Good | Low Voltage Standoff Insulators | Thermoset DMC/BMC Insulators | 1872 series | 15 | GINS-1872-M1B (GINS 1872-M1B- Aluminium Metric Insert M12 x 22 mm ) | 2447 | 3004138 | 85381090
2446 | Finished Good | Low Voltage Standoff Insulators | Thermoset DMC/BMC Insulators | 1872 series | 15 | GINS-1872-M1A-S (GINS 1872-M1A - S- Steel Metric Insert M10 x 22 mm ) | 2446 | 3004139 | 85381090
2445 | Finished Good | Low Voltage Standoff Insulators | Thermoset DMC/BMC Insulators | 1872 series | 15 | GINS-1872-M1A-B (GINS 1872-M1A - B- Brass Metric Insert M10 x 22 mm ) | 2445 | 3004140 | 85381090
2444 | Finished Good | Low Voltage Standoff Insulators | Thermoset DMC/BMC Insulators | 1872 series | 15 | GINS-1872-M1A (GINS 1872-M1A- Aluminium Metric Insert M10 x 22 mm ) | 2444 | 3004141 | 85381090
2443 | Finished Good | Low Voltage Standoff Insulators | Thermoset DMC/BMC Insulators | 1872 series | 15 | GINS-1872-3F-S (GINS 1872-3F - S- Steel Insert 5_8 x 0.866 ) | 2443 | 3004142 | 85381090
2442 | Finished Good | Low Voltage Standoff Insulators | Thermoset DMC/BMC Insulators | 1872 series | 15 | GINS-1872-3F-B (GINS 1872-3F - B- Brass Insert 5_8 x 0.866 ) | 2442 | 3004143 | 85381090
2441 | Raw Material | Packaging material | Packing boxes | Inner/Outer boxes | 212 | GINS-1872-3F cft otr (GINS-1872-3F CRAFT OUTER) | 2441 | 1001364 | 85381090
2440 | Finished Good | Low Voltage Standoff Insulators | Thermoset DMC/BMC Insulators | 1872 series | 15 | GINS-1872-3F (GINS 1872-3F- Aluminium Insert 5_8 x 0.866 ) | 2440 | 3004144 | 85381090
2439 | Raw Material | Packaging material | Packing boxes | Inner/Outer boxes | 212 | GINS-1872-3F wht inr (GINS-1872-3F WHITE INNER) | 2439 | 1001365 | 85381090
2438 | Finished Good | Low Voltage Standoff Insulators | Thermoset DMC/BMC Insulators | 1872 series | 15 | GINS-1872-3E-S (GINS 1872-3E - S - Steel Insert 5_8 x 0.866 ) | 2438 | 3004145 | 85381090
2437 | Finished Good | Low Voltage Standoff Insulators | Thermoset DMC/BMC Insulators | 1872 series | 15 | GINS-1872-3E-B (GINS 1872-3E - B - Brass Insert 5_8 x 0.866 ) | 2437 | 3004146 | 85381090
2436 | Finished Good | Low Voltage Standoff Insulators | Thermoset DMC/BMC Insulators | 1872 series | 15 | GINS-1872-3E (GINS 1872-3E- Aluminium Insert 5_8 x 0.866 ) | 2436 | 3004147 | 85381090
2435 | Finished Good | Low Voltage Standoff Insulators | Thermoset DMC/BMC Insulators | 1872 series | 15 | GINS-1872-2E-S (GINS 1872-2E - B- Steel Insert 1_2 x 0.866 ) | 2435 | 3004148 | 85381090
2434 | Finished Good | Low Voltage Standoff Insulators | Thermoset DMC/BMC Insulators | 1872 series | 15 | GINS-1872-2E-B (GINS 1872-2E - B- Brass Insert 1_2 x 0.866 ) | 2434 | 3004149 | 85381090
2433 | Finished Good | Low Voltage Standoff Insulators | Thermoset DMC/BMC Insulators | 1872 series | 15 | GINS-1872-2E (GINS 1872-2E- Aluminium Insert 1_2 x 0.866 ) | 2433 | 3004150 | 85381090
2432 | Finished Good | Low Voltage Standoff Insulators | Thermoset DMC/BMC Insulators | 1872 series | 15 | GINS-1872-2D-S (GINS 1872-2D - B- Steel Insert 1_2 x 0.866 ) | 2432 | 3004151 | 85381090
2431 | Finished Good | Low Voltage Standoff Insulators | Thermoset DMC/BMC Insulators | 1872 series | 15 | GINS-1872-2D-B (GINS 1872-2D - B- Brass Insert 1_2 x 0.866 ) | 2431 | 3004152 | 85381090
2430 | Finished Good | Low Voltage Standoff Insulators | Thermoset DMC/BMC Insulators | 1872 series | 15 | GINS-1872-2D (GINS 1872-2D- Aluminium Insert 1_2 x 0.866 ) | 2430 | 3004153 | 85381090
2429 | Finished Good | Low Voltage Standoff Insulators | Thermoset DMC/BMC Insulators | 1872 series | 15 | GINS-1872-2C-S (GINS 1872-2C - B- Steel Insert 1_2 x 0.866 ) | 2429 | 3004154 | 85381090
2428 | Finished Good | Low Voltage Standoff Insulators | Thermoset DMC/BMC Insulators | 1872 series | 15 | GINS-1872-2C-B (GINS 1872-2C - B- Brass Insert 1_2 x 0.866 ) | 2428 | 3004155 | 85381090
2427 | Finished Good | Low Voltage Standoff Insulators | Thermoset DMC/BMC Insulators | 1872 series | 15 | GINS-1872-2C (GINS 1872-2C- Aluminium Insert 1_2 x 0.866 ) | 2427 | 3004156 | 85381090
2426 | Finished Good | Low Voltage Standoff Insulators | Thermoset DMC/BMC Insulators | 1872 series | 15 | GINS-1872-2B-S (GINS 1872-2B - B- Steel Insert 1_2 x 0.866 ) | 2426 | 3004157 | 85381090
2425 | Finished Good | Low Voltage Standoff Insulators | Thermoset DMC/BMC Insulators | 1872 series | 15 | GINS-1872-2B-B (GINS 1872-2B - B- Brass Insert 1_2 x 0.866 ) | 2425 | 3004158 | 85381090
2424 | Finished Good | Low Voltage Standoff Insulators | Thermoset DMC/BMC Insulators | 1872 series | 15 | GINS-1872-2B (GINS 1872-2B- Aluminium Insert 1_2 x 0.866 ) | 2424 | 3004159 | 85381090
2423 | Finished Good | Low Voltage Standoff Insulators | Thermoset DMC/BMC Insulators | 1872 series | 15 | GINS-1872-2A-S (GINS 1872-2A - B- Steel Insert 1_2 x 0.866 ) | 2423 | 3004160 | 85381090
2422 | Finished Good | Low Voltage Standoff Insulators | Thermoset DMC/BMC Insulators | 1872 series | 15 | GINS-1872-2A-B (GINS 1872-2A - B- Brass Insert 1_2 x 0.866 ) | 2422 | 3004161 | 85381090
2421 | Finished Good | Low Voltage Standoff Insulators | Thermoset DMC/BMC Insulators | 1872 series | 15 | GINS-1872-2A (GINS 1872-2A- Aluminium Insert 1_2 x 0.866 ) | 2421 | 3004162 | 85381090
2420 | Finished Good | Low Voltage Standoff Insulators | Thermoset DMC/BMC Insulators | 1872 series | 15 | GINS-1872-1E-S (5/16") (GINS 1872-1E -S (5/16") - Steel Insert 5_16 x 0.866 ) | 2420 | 3004163 | 85381090
2419 | Finished Good | Low Voltage Standoff Insulators | Thermoset DMC/BMC Insulators | 1872 series | 15 | GINS-1872-1E-S (GINS 1872-1E -S - Steel Insert 3_8 x 0.866 ) | 2419 | 3004164 | 85381090
2418 | Finished Good | Low Voltage Standoff Insulators | Thermoset DMC/BMC Insulators | 1872 series | 15 | GINS-1872-1E-B (GINS 1872-1E -B - Brass Insert 3_8 x 0.866 ) | 2418 | 3004165 | 85381090
2417 | Finished Good | Low Voltage Standoff Insulators | Thermoset DMC/BMC Insulators | 1872 series | 15 | GINS-1872-1E (GINS 1872-1E- Aluminium Insert 3_8 x 0.866 ) | 2417 | 3004166 | 85381090
2416 | Raw Material | Packaging material | Packing boxes | Inner/Outer boxes | 212 | GINS-1872-1E wht inr (GINS-1872-1E WHITE INNER) | 2416 | 1001366 | 85381090
2415 | Raw Material | Packaging material | Packing boxes | Inner/Outer boxes | 212 | GINS-1872-1E cft otr (GINS-1872-1E CRAFT OUTER) | 2415 | 1001367 | 85381090
2414 | Finished Good | Low Voltage Standoff Insulators | Thermoset DMC/BMC Insulators | 1872 series | 15 | GINS-1872-1D-S (GINS 1872-1D-B - Steel Insert 3_8 x 0.866 ) | 2414 | 3004167 | 85381090
2413 | Finished Good | Low Voltage Standoff Insulators | Thermoset DMC/BMC Insulators | 1872 series | 15 | GINS-1872-1D-B (GINS 1872-1D-B - Brass Insert 3_8 x 0.866 ) | 2413 | 3004168 | 85381090
2412 | Finished Good | Low Voltage Standoff Insulators | Thermoset DMC/BMC Insulators | 1872 series | 15 | GINS-1872-1D (GINS 1872-1D- Aluminium Insert 3_8 x 0.866 ) | 2412 | 3004169 | 85381090
2411 | Finished Good | Low Voltage Standoff Insulators | Thermoset DMC/BMC Insulators | 1872 series | 15 | GINS-1872-1C-S (GINS 1872-1C-S- Steel Insert 3_8 x 0.866 ) | 2411 | 3004170 | 85381090
2410 | Finished Good | Low Voltage Standoff Insulators | Thermoset DMC/BMC Insulators | 1872 series | 15 | GINS-1872-1C-B (GINS 1872-1C-B- Brass Insert 3_8 x 0.866 ) | 2410 | 3004171 | 85381090
2409 | Finished Good | Low Voltage Standoff Insulators | Thermoset DMC/BMC Insulators | 1872 series | 15 | GINS-1872-1C (GINS 1872-1C- Aluminium Insert 3_8 x 0.866 ) | 2409 | 3004172 | 85381090
2408 | Finished Good | Low Voltage Standoff Insulators | Thermoset DMC/BMC Insulators | 1872 series | 15 | GINS-1872-1B-S (GINS 1872-1B-S- Steel Insert 1_2 x 0.866 ) | 2408 | 3004173 | 85381090
2407 | Finished Good | Low Voltage Standoff Insulators | Thermoset DMC/BMC Insulators | 1872 series | 15 | GINS-1872-1B-B (GINS 1872-1B-B- Brass Insert 1_2 x 0.866 ) | 2407 | 3004174 | 85381090
2406 | Finished Good | Low Voltage Standoff Insulators | Thermoset DMC/BMC Insulators | 1872 series | 15 | GINS-1872-1B (GINS 1872-1B- Aluminium Insert 1_2 x 0.866 ) | 2406 | 3004175 | 85381090
2405 | Finished Good | Low Voltage Standoff Insulators | Thermoset DMC/BMC Insulators | 1872 series | 15 | GINS-1872-1A-S (GINS 1872-1A-S - Steel Insert 3_8 x 0.866 ) | 2405 | 3004176 | 85381090
2404 | Finished Good | Low Voltage Standoff Insulators | Thermoset DMC/BMC Insulators | 1872 series | 15 | GINS-1872-1A-B (GINS 1872-1A-B - Brass Insert 3_8 x 0.866 ) | 2404 | 3004177 | 85381090
2403 | Raw Material | Packaging material | Packing boxes | Inner/Outer boxes | 212 | GINS-18721A wht inr (GINS-18721A WHITE INNER) | 2403 | 1001368 | 85381090
2402 | Raw Material | Packaging material | Packing boxes | Inner/Outer boxes | 212 | GINS-1872-1A cft otr (GINS-1872-1A CRAFT OUTER) | 2402 | 1001369 | 85381090
2401 | Finished Good | Low Voltage Standoff Insulators | Thermoset DMC/BMC Insulators | 1872 series | 15 | GINS-1872-1A (GINS 1872-1A- Aluminium Insert 3_8 x 0.866 ) | 2401 | 3004178 | 85381090
2400 | Raw Material | Packaging material | Packing boxes | Inner/Outer boxes | 212 | GINS-1630-2A JUTE otr (GINS-1630-2A JUTE OUTER) | 2400 | 1001370 | 85381090
2399 | Finished Good | Low Voltage Standoff Insulators | Thermoset DMC/BMC Insulators | 1603 Series | 14 | GINS-1603-M2D-S (GINS 1603-M2D-B - Steel Metric Insert M10 x 12 mm) | 2399 | 3004180 | 85381090
2398 | Finished Good | Low Voltage Standoff Insulators | Thermoset DMC/BMC Insulators | 1603 Series | 14 | GINS-1603-M2D-B (GINS 1603-M2D-B - Brass Metric Insert M10 x 12 mm) | 2398 | 3004181 | 85381090
2397 | Finished Good | Low Voltage Standoff Insulators | Thermoset DMC/BMC Insulators | 1603 Series | 14 | GINS-1603-M2D (GINS 1603-M2D - Aluminium Metric Insert M10 x 12 mm) | 2397 | 3004182 | 85381090
2396 | Finished Good | Low Voltage Standoff Insulators | Thermoset DMC/BMC Insulators | 1603 Series | 14 | GINS-1603-M2A-S (GINS 1603-M2A-S- Steel Metric Insert M10 x 12 mm ) | 2396 | 3004183 | 85381090
2395 | Finished Good | Low Voltage Standoff Insulators | Thermoset DMC/BMC Insulators | 1603 Series | 14 | GINS-1603-M2A-B (GINS 1603-M2A-B- Brass Metric Insert M10 x 12 mm ) | 2395 | 3004184 | 85381090
2394 | Finished Good | Low Voltage Standoff Insulators | Thermoset DMC/BMC Insulators | 1603 Series | 14 | GINS-1603-M2A (GINS 1603-M2A - Aluminium Metric Insert M10 x 12 mm ) | 2394 | 3004185 | 85381090
2393 | Finished Good | Low Voltage Standoff Insulators | Thermoset DMC/BMC Insulators | 1603 Series | 14 | GINS-1603-2D-S (GINS 1603-2D - Steel Insert 3_8 x 0.472 ) | 2393 | 3004186 | 85381090
2392 | Finished Good | Low Voltage Standoff Insulators | Thermoset DMC/BMC Insulators | 1603 Series | 14 | GINS-1603-2D-B (GINS 1603-2D - Brass Insert 3_8 x 0.472 ) | 2392 | 3004187 | 85381090
2391 | Finished Good | Low Voltage Standoff Insulators | Thermoset DMC/BMC Insulators | 1603 Series | 14 | GINS-1603-2D (GINS 1603-2D - Aluminium Insert 3_8 x 0.472 ) | 2391 | 3004188 | 85381090
2390 | Finished Good | Low Voltage Standoff Insulators | Thermoset DMC/BMC Insulators | 1603 Series | 14 | GINS-1603-2A-S-2M(0.375).(33.5) (GINS 1603-2A Male Male Stud 3_8 x 33.5 mm outside both side) | 2390 | 3004179 | 85381090
2389 | Finished Good | Low Voltage Standoff Insulators | Thermoset DMC/BMC Insulators | 1603 Series | 14 | GINS-1603-2A-S (GINS 1603-2A-S - Steel Insert 3_8 x 0.472 ) | 2389 | 3004189 | 85381090
2388 | Finished Good | Low Voltage Standoff Insulators | Thermoset DMC/BMC Insulators | 1603 Series | 14 | GINS-1603-2A-B (GINS 1603-2A-B - Brass Insert 3_8 x 0.472 ) | 2388 | 3004190 | 85381090
2387 | Finished Good | Low Voltage Standoff Insulators | Thermoset DMC/BMC Insulators | 1461 series | 11 | GINS-1603-2A (GINS 1603-2A - Aluminium Insert 3_8 x 0.472 ) | 2387 | 3004191 | 85381090
2386 | Raw Material | Packaging material | Packing boxes | Inner/Outer boxes | 212 | GINS-1603-2A wht inr (GINS-1603-2A WHITE INNER) | 2386 | 1001371 | 85381090
2385 | Raw Material | Packaging material | Packing boxes | Inner/Outer boxes | 212 | GINS-1603-2A cft otr (GINS-1603-2A CRAFT OUTER) | 2385 | 1001372 | 85381090
2384 | Finished Good | Low Voltage Standoff Insulators | Thermoset DMC/BMC Insulators | 1461 series | 11 | GINS-1461-M2C-S (GINS 1461-M2C-Steel Metric Insert M16 x 17 mm) | 2384 | 3004192 | 85381090
2383 | Finished Good | Low Voltage Standoff Insulators | Thermoset DMC/BMC Insulators | 1461 series | 11 | GINS-1461-M2C-B (GINS 1461-M2C-B-Brass Metric Insert M16 x 17 mm) | 2383 | 3004193 | 85381090
2382 | Finished Good | Low Voltage Standoff Insulators | Thermoset DMC/BMC Insulators | 1461 series | 11 | GINS-1461-M2C (GINS 1461-M2C-Aluminium Metric Insert M16 x 17 mm) | 2382 | 3004194 | 85381090
2381 | Finished Good | Low Voltage Standoff Insulators | Thermoset DMC/BMC Insulators | 1461 series | 11 | GINS-1461-M1C-S (GINS 1461-M1C-S -Steel Metric Insert M16 x 17 mm) | 2381 | 3004195 | 85381090
2380 | Finished Good | Low Voltage Standoff Insulators | Thermoset DMC/BMC Insulators | 1461 series | 11 | GINS-1461-M1C-B (GINS 1461-M1C-B -Brass Metric Insert M16 x 17mm) | 2380 | 3004196 | 85381090
2379 | Finished Good | Low Voltage Standoff Insulators | Thermoset DMC/BMC Insulators | 1461 series | 11 | GINS-1461-M1C (GINS 1461-M1C -Aluminium Metric Insert M16 x 17mm) | 2379 | 3004197 | 85381090
2378 | Finished Good | Low Voltage Standoff Insulators | Thermoset DMC/BMC Insulators | 1461 series | 11 | GINS-1461-M1B-S (GINS 1461-M1B-S- Steel Metric Insert M12 x 17mm) | 2378 | 3004198 | 85381090
2377 | Finished Good | Low Voltage Standoff Insulators | Thermoset DMC/BMC Insulators | 1461 series | 11 | GINS-1461-M1B-B (GINS 1461-M1B-B- Brass Metric Insert M12 x 17mm) | 2377 | 3004199 | 85381090
2376 | Finished Good | Low Voltage Standoff Insulators | Thermoset DMC/BMC Insulators | 1461 series | 11 | GINS-1461-M1B (GINS 1461-M1B -Aluminium Metric Insert M12 x 17mm) | 2376 | 3004200 | 85381090
2375 | Finished Good | Low Voltage Standoff Insulators | Thermoset DMC/BMC Insulators | 1461 series | 11 | GINS-1461-M1A-S (GINS 1461-M1A-S - Steel Metric Insert M10 x 17mm) | 2375 | 3004201 | 85381090
2374 | Finished Good | Low Voltage Standoff Insulators | Thermoset DMC/BMC Insulators | 1461 series | 11 | GINS-1461-M1A-B (GINS 1461-M1A-B - Brass Metric Insert M10 x 17mm) | 2374 | 3004202 | 85381090
2373 | Finished Good | Low Voltage Standoff Insulators | Thermoset DMC/BMC Insulators | 1461 series | 11 | GINS-1461-M1A (GINS 1461-M1A -Aluminium Metric Insert M10 x 17mm) | 2373 | 3004203 | 85381090
2372 | Finished Good | Low Voltage Standoff Insulators | Thermoset DMC/BMC Insulators | 1461 series | 11 | GINS-1461-5A- 30BL (GINS 1461-5A -30BL -Aluminium Insert 3_8 x 1.063) | 2372 | 3004204 | 85381090
2371 | Finished Good | Low Voltage Standoff Insulators | Thermoset DMC/BMC Insulators | 1461 series | 11 | GINS-1461-4A- 30BL (GINS 1461-4A -30BL -Aluminium Insert 3_8 x 1.063) | 2371 | 3004205 | 85381090
2370 | Finished Good | Low Voltage Standoff Insulators | Thermoset DMC/BMC Insulators | 1461 series | 11 | GINS-1461-3A (GINS 1461-3A -Aluminium Insert 3_8 x 0.688) | 2370 | 3004206 | 85381090
2369 | Finished Good | Low Voltage Standoff Insulators | Thermoset DMC/BMC Insulators | 1461 series | 11 | GINS-1461-2C-S (GINS 1461-2C -Steel Insert 5_8 x 0.688) | 2369 | 3004207 | 85381090
2368 | Finished Good | Low Voltage Standoff Insulators | Thermoset DMC/BMC Insulators | 1461 series | 11 | GINS-1461-2C-B (GINS 1461-2C -Brass Insert 5_8 x 0.688) | 2368 | 3004208 | 85381090
2367 | Finished Good | Low Voltage Standoff Insulators | Thermoset DMC/BMC Insulators | 1461 series | 11 | GINS-1461-2C (GINS 1461-2C -Aluminium Insert 5_8 x 0.688) | 2367 | 3004209 | 85381090
2366 | Finished Good | Low Voltage Standoff Insulators | Thermoset DMC/BMC Insulators | 1461 series | 11 | GINS-1461-1C-S (GINS 1461-1C-S -Steel Insert 5_8 x 0.688) | 2366 | 3004210 | 85381090
2365 | Finished Good | Low Voltage Standoff Insulators | Thermoset DMC/BMC Insulators | 1461 series | 11 | GINS-1461-1C-B (GINS 1461-1C-B -Brass Insert 5_8 x 0.688) | 2365 | 3004211 | 85381090
2364 | Finished Good | Low Voltage Standoff Insulators | Thermoset DMC/BMC Insulators | 1461 series | 11 | GINS-1461-1C (GINS 1461-1C -Aluminium Insert 5_8 x 0.688) | 2364 | 3004212 | 85381090
2363 | Finished Good | Low Voltage Standoff Insulators | Thermoset DMC/BMC Insulators | 1461 series | 11 | GINS-1461-1B-S (GINS 1461-1B-S -Steel Insert 1_2 x 0.688) | 2363 | 3004213 | 85381090
2362 | Finished Good | Low Voltage Standoff Insulators | Thermoset DMC/BMC Insulators | 1461 series | 11 | GINS-1461-1B-B (GINS 1461-1B-B -Brass Insert 1_2 x 0.688) | 2362 | 3004214 | 85381090
2361 | Finished Good | Low Voltage Standoff Insulators | Thermoset DMC/BMC Insulators | 1461 series | 11 | GINS-1461-1B (GINS 1461-1B -Aluminium Insert 1_2 x 0.688) | 2361 | 3004215 | 85381090
2360 | Finished Good | Low Voltage Standoff Insulators | Thermoset DMC/BMC Insulators | 1461 series | 11 | GINS-1461-1A-S (GINS 1461-1A -Steel Insert 3_8 x 0.688) | 2360 | 3004216 | 85381090
2359 | Finished Good | Low Voltage Standoff Insulators | Thermoset DMC/BMC Insulators | 1461 series | 11 | GINS-1461-1A-B (GINS 1461-1A -Brass Insert 3_8 x 0.688) | 2359 | 3004217 | 85381090
2358 | Raw Material | Packaging material | Packing boxes | Inner/Outer boxes | 212 | GINS-1461-1A wht inr (GINS-1461-1A WHITE INNER) | 2358 | 1001373 | 85381090
2357 | Raw Material | Packaging material | Packing boxes | Inner/Outer boxes | 212 | GINS-1461-1A JUTE otr (GINS-1461-1A JUTE OUTER) | 2357 | 1001374 | 85381090
2356 | Finished Good | Low Voltage Standoff Insulators | Thermoset DMC/BMC Insulators | 1461 series | 11 | GINS-1461-1A (GINS 1461-1A -Aluminium Insert 3_8 x 0.688) | 2356 | 3004218 | 85381090
2355 | Raw Material | Packaging material | Packing boxes | Inner/Outer boxes | 212 | GINS-1461-1A cft otr (GINS-1461-1A CRAFT OUTER) | 2355 | 1001375 | 85381090
2354 | Raw Material | Packaging material | Packing boxes | Inner/Outer boxes | 212 | GINS 2015-3D wht inr (GINS 2015-3D WHITE INNER) | 2354 | 1001376 | 85381090
2353 | Finished Good |  |  | IRG Custom product | 214 | GCMP-MTR1210402 (Lug Insualtors ) | 2353 | 3004224 | 85381090
2352 | Finished Good |  |  | IRG Custom product | 214 | GCMP-MFR87681 (Visionary AUX Moulded Primary Bushing) | 2352 | 3004226 | 85381090
2351 | Finished Good |  |  | IRG Custom product | 214 | GCMP-CH-DS-DOGBONE (Dogbone Support) | 2351 | 3004227 | 85381090
2350 | Finished Good |  |  | IRG Custom product | 214 | GCMP-BUS CLAMP ASSEMBLY-20022747 (Bus Clamp Assembly ) | 2350 | 3004228 | 85381090
2349 | Finished Good |  |  | IRG Custom product | 214 | GCMP-B90010014517 (TI Insulators ) | 2349 | 3004229 | 85381090
2348 | Finished Good |  |  | IRG Custom product | 214 | GCMP-84D73786P (Terminal Block G160 moulded part) | 2348 | 3004230 | 85381090
2347 | Finished Good |  |  | IRG Custom product | 214 | GCMP-80451-623-04-02-01 (Horizontal Bus Support ) | 2347 | 3004231 | 85381090
2346 | Finished Good |  |  | IRG Custom product | 214 | GCMP-80451-179-02--02-01 (Horizontal Bus Tie Strip ) | 2346 | 3004232 | 85381090
2345 | Finished Good |  |  | IRG Custom product | 214 | GCMP-80292-607-01-02-REV-01 (Schneider Hat Channel ) | 2345 | 3004233 | 85381090
2344 | Finished Good |  |  | IRG Custom product | 214 | GCMP-31021901083P001 (Insulation Collar Joint Assembly ) | 2344 | 3004225 | 85381090
2343 | Finished Good |  | Cold Rolled CRCA Channel | G- Channel | 207 | G Channel 32150915 (32 x 15 x 1.5 ) | 2343 | 3004323 | 85381090
2342 | Finished Good | Low Voltage Busbar Supports & Connector | SMC/DMC Busbar Supports & Connector | Insulators for Vertical/Horizontal Bars | 323 | FP-25/190 (Hor Quadripolar BBS- 4R x 25mm busbar- 190mm - SMC Ivory ) | 2342 | 3004849 | 85381090
2341 | Finished Good | Low Voltage Busbar Supports & Connector | SMC/DMC Busbar Supports & Connector | Insulators for Vertical/Horizontal Bars | 323 | FP-20/160 (Hor Quadripolar BBS- 4R x 20mm busbar- 160mm - SMC Ivory ) | 2341 | 3004850 | 85381090
2340 | Raw Material | Thermoset RM | DMC/SMC Raw Material | Additive | 79 | FLEXIBLIZER TP01 (FLEXIBLIZER TP01) | 2340 | 1001113 | 85381090
2339 | Raw Material | Thermoset RM | DMC/SMC Raw Material | Additive | 79 | FINASPERSE 1910 (FINASPERSE 1910) | 2339 | 1001156 | 85381090
2338 | Raw Material | Thermoset RM | DMC/SMC Raw Material | Additive | 79 | FINALUX-LUM (FINALUX-LUM) | 2338 | 1001104 | 85381090
2337 | Raw Material | Thermoset RM | DMC/SMC Raw Material | Glass fibre | 208 | FIBER STITCH MAT 300X1.0 MTR (FIBER GLASS STITCH MAT 300X1.0 MTR) | 2337 | 1001105 | 85381090
2336 | Raw Material | Thermoset RM | DMC/SMC Raw Material | Glass fibre | 208 | FIBER GLASS ROVING-4800 TEX (FIBER GLASS ROVING-4800 TEX) | 2336 | 1001106 | 85381090
2335 | Raw Material | Thermoset RM | DMC/SMC Raw Material | Glass fibre | 208 | FIBER GLASS (FIBER GLASS) | 2335 | 1001157 | 85381090
2334 | Finished Good | Low Voltage Standoff Insulators | Thermoset DMC/BMC Insulators | BTC | 83 | 130-1778-01 EVPC-360-480-II-609 (2XS040707¦2XS06109.5 SS Insert DMC US RED) | 2334 | 3003568 | 85381090
2333 | Finished Good | Low Voltage Standoff Insulators | Thermoset DMC/BMC Insulators | BTC | 83 | 130-1476-01 EVPC-360-480-II-33 (4XS06109.5 SS Insert DMC US RED) | 2333 | 3003569 | 85381090
2332 | Finished Good | Low Voltage Standoff Insulators | Thermoset DMC/BMC Insulators | BTC | 83 | 130-1470-01 EVPC-360-480-II-27 (DMC US RED) | 2332 | 3003570 | 85381090
2331 | Finished Good | Low Voltage Standoff Insulators | Thermoset DMC/BMC Insulators | BTC | 83 | 130-1469-01 EVPC-360-480-II-26 (2XS05109.5 ¦ 4XS06109.5 SS DMC US RED)) | 2331 | 3003571 | 85381090
2330 | Finished Good | Low Voltage Standoff Insulators | Thermoset DMC/BMC Insulators | BTC | 83 | 130-1468-01 EVPC-360-480-II-25 (4XS05109.5 SS DMC US RED) | 2330 | 3003572 | 85381090
2329 | Finished Good | Low Voltage Standoff Insulators | Thermoset DMC/BMC Insulators | BTC | 83 | 130-1467-01 EVPC-360-480-II-24 (2 X S05109.5 SS Insert DMC US RED) | 2329 | 3003573 | 85381090
2328 | Finished Good | Low Voltage Standoff Insulators | Thermoset DMC/BMC Insulators | BTC | 83 | EVPC-200-4-480-3-69 (DMC US RED) | 2328 | 3003582 | 85381090
2327 | Finished Good | Low Voltage Standoff Insulators | Thermoset DMC/BMC Insulators | BTC | 83 | EVPC-200-4-480-3-68 (UNC 8/32 SS INSERT DMC US BLACK) | 2327 | 3003583 | 85381090
2326 | Finished Good | Low Voltage Standoff Insulators | Thermoset DMC/BMC Insulators | BTC | 83 | EVPC-200-4-480-3-31 (UNC 8/32 SS Insert DMC US RED) | 2326 | 3003585 | 85381090
2325 | Finished Good | Low Voltage Standoff Insulators | Thermoset DMC/BMC Insulators | BTC | 83 | EVPC-200-2-480-3-56 (DMC US RED) | 2325 | 3003586 | 85381090
2324 | Finished Good | Low Voltage Standoff Insulators | Thermoset DMC/BMC Insulators | BTC | 83 | EVPC-200-2-480-3-31 (UNC 1/4-20 SS INSERT DMC US RED) | 2324 | 3003581 | 85381090
2323 | Finished Good | Panel Accessories | Fan Louver | Screw mounted type | 293 | EV 200 (Economical Series Fan Filter suitable for 8" Fan - Grey ) | 2323 | 3004328 | 85381090
2322 | Finished Good | Panel Accessories | Fan Louver | Screw mounted type | 293 | EV 150 (Economical Series Fan Filter suitable for 6" Fan - Grey ) | 2322 | 3004329 | 85381090
2321 | Finished Good | Panel Accessories | Fan Louver | Screw mounted type | 293 | EV 100 (Economical Series Fan Filter suitable for 4" Fan - Grey ) | 2321 | 3004330 | 85381090
2320 | Finished Good | Low Voltage Standoff Insulators | Thermoset DMC/BMC Insulators | BTC | 83 | EU-EVPC-200-4-480-3-31 (M5 SS INSERT DMC BLACK) | 2320 | 3003584 | 85381090
2319 | Finished Good | Low Voltage Standoff Insulators | Thermoset DMC/BMC Insulators | BTC | 83 | 130-1215-01 EU-EVPC-200-2-480-3-56 (M6 X 15MM SS INSERT, DMC BLACK) | 2319 | 3003579 | 85381090
2318 | Finished Good | Low Voltage Standoff Insulators | Thermoset DMC/BMC Insulators | BTC | 83 | 130-1194-01 EU-EVPC-200-2-480-3-31 (M6 SS INSERT DMC BLACK) | 2318 | 3003580 | 85381090
2317 | Finished Good | Low Voltage Standoff Insulators | Thermoset DMC/BMC Insulators | BTC | 83 | EU-50KW-A5-15 (M5 SS Insert DMC BLACK) | 2317 | 3003587 | 85381090
2316 | Finished Good | Low Voltage Busbar Supports & Connector | SMC/DMC Busbar Supports & Connector | Supports for Horizontal Busbars | 326 | ES-2040 12 (Unipolar Support for Holding Busbars - H-30mm - DMC Red) | 2316 | 3004768 | 85381090
2315 | Finished Good | Low Voltage Busbar Supports & Connector | SMC/DMC Busbar Supports & Connector | Supports for Horizontal Busbars | 326 | ES-2040 10 (Unipolar Support for Holding Busbars - H-30mm - DMC Red) | 2315 | 3004767 | 85381090
2314 | Finished Good | Low Voltage Busbar Supports & Connector | SMC/DMC Busbar Supports & Connector | Supports for Horizontal Busbars | 326 | ES-2040 08 (Unipolar Support for Holding Busbars - H-30mm - DMC Red) | 2314 | 3004766 | 85381090
2313 | Finished Good | Pultruded Products | Standard & Fabricated Pultruted Products | FRP Tube Series | 159 | EPT0919 (Epoxy Pultruted Tube : OD - 19.1mm - ID - 9.5mm ) | 2313 | 3004726 | 85381090
2312 | Finished Good | Pultruded Products | Standard & Fabricated Pultruted Products | FRP Tube Series | 159 | EPT0410 (Epoxy Pultruted Tube : OD - 9.5mm - ID - 4.25mm ) | 2312 | 3004727 | 85381090
2311 | Raw Material | Thermoset RM | DMC/SMC Raw Material | Additive | 79 | EPOXY THINNER (EPOXY THINNER) | 2311 | 1001114 | 85381090
2310 | Raw Material | Thermoset RM | Epoxy Raw Material | Resin | 274 | EPOXY RESIN-YDC 6004 (EPOXY RESIN-YDC 6004) | 2310 | 1001115 | 85381090
2309 | Raw Material | Thermoset RM | Epoxy Raw Material | Resin | 274 | EPOXY RESIN-SA 2100 (EPOXY RESIN-SA 2100) | 2309 | 1001116 | 85381090
2308 | Raw Material | Thermoset RM | Epoxy Raw Material | Resin | 274 | EPOXY RESIN YD-565 (EPOXY RESIN YD-565) | 2308 | 1001117 | 85381090
2307 | Raw Material | Thermoset RM | Epoxy Raw Material | Resin | 274 | EPOXY RESIN L12 (EPOXY RESIN L12) | 2307 | 1001118 | 85381090
2306 | Raw Material | Thermoset RM | Epoxy Raw Material | Resin | 274 | EPOXY RESIN ( C17 ) (EPOXY RESIN ( C17 )) | 2306 | 1001119 | 85381090
2305 | Raw Material | Thermoset RM | DMC/SMC Raw Material | Additive | 79 | EPOXY PLASTICIZER ( K -14 ) (EPOXY PLASTICIZER ( K -14 )) | 2305 | 1001120 | 85381090
2304 | Raw Material | Thermoset RM | DMC/SMC Raw Material | Additive | 79 | EPOXY MA 1080A/7 (EPOXY MA 1080A/7) | 2304 | 1001121 | 35060000
2303 | Raw Material | Thermoset RM | DMC/SMC Raw Material | Additive | 79 | EPOXY HARNDER K-918 (EPOXY HARNDER K-918) | 2303 | 1001122 | 85381090
2302 | Raw Material | Thermoset RM | DMC/SMC Raw Material | Additive | 79 | EPOXY HARDNER TH-7652 (EPOXY HARDNER TH-7652) | 2302 | 1001107 | 85381090
2301 | Raw Material | Thermoset RM | DMC/SMC Raw Material | Additive | 79 | EPOXY HARDENER TH-7657 (EPOXY HARDENER TH-7657) | 2301 | 1001123 | 85381090
2300 | Raw Material | Thermoset RM | DMC/SMC Raw Material | Additive | 79 | EPOXY HARDENER SH-9525 (EPOXY HARDENER SH-9525) | 2300 | 1001124 | 85381090
2299 | Raw Material | Thermoset RM | DMC/SMC Raw Material | Additive | 79 | EPOXY HARDENER ( K12 ) (EPOXY HARDENER ( K12 )) | 2299 | 1001125 | 85381090
2298 | Raw Material | Thermoset RM | DMC/SMC Raw Material | Additive | 79 | EPOXY ACETONE (EPOXY ACETONE) | 2298 | 1001126 | 85381090
2297 | Raw Material | Thermoset RM | DMC/SMC Raw Material | Additive | 79 | EPOXY ACCELERATOR TA-7851 (EPOXY ACCELERATOR TA-7851) | 2297 | 1001127 | 85381090
2296 | Raw Material | Thermoset RM | DMC/SMC Raw Material | Additive | 79 | EPOXY ACCELERATOR TA-7760 (EPOXY ACCELERATOR TA-7760) | 2296 | 1001128 | 85381090
2295 | Raw Material | Thermoset RM | DMC/SMC Raw Material | Additive | 79 | EPOXY ACCELERATOR ( K13) (EPOXY ACCELERATOR ( K13)) | 2295 | 1001129 | 85381090
2294 | By Product | Thermoplastic SCRAP | Injection molding scrap | Engineered Plastic | 154 | EPC LUPOY HR5007 AT KA02 SCRAP (EPC LUPOY HR5007 AT KA02) | 2294 | 2009034 | 85381090
2293 | Raw Material | Thermoplastic RM | Injection molding RM | Engineered Plastic | 153 | EPC LUPOY HR5007 AT KA02 (EPC LUPOY HR5007 AT KA02) | 2293 | 1001048 | 85381090
2292 | Raw Material | Thermoset RM | DMC/SMC Raw Material | Additive | 79 | EP846 (EP846) | 2292 | 1001130 | 85381090
2291 | Finished Good | Low Voltage Standoff Insulators | Thermoset DMC/BMC Insulators | Hexagonal Insulator | 209 | ENH1660(M16)-SS (Special Hexagonal Insulator M12 x 60mm - SS Insert ) | 2291 | 3006374 | 85381090
2290 | Finished Good | Low Voltage Standoff Insulators | Thermoset DMC/BMC Insulators | Hexagonal Insulator | 209 | ENH1660(M16)-MS (Special Hexagonal Insulator M12 x 60mm - MS Insert ) | 2290 | 3006464 | 85381090
2289 | Finished Good | Low Voltage Standoff Insulators | Thermoset DMC/BMC Insulators | Hexagonal Insulator | 209 | ENH1660(M16)-BR (Special Hexagonal Insulator M12 x 60mm - BR Insert ) | 2289 | 3006419 | 85381090
2288 | Finished Good | Low Voltage Standoff Insulators | Thermoset DMC/BMC Insulators | Hexagonal Insulator | 209 | ENH1660(M16)-AL (Special Hexagonal Insulator M12 x 60mm - AL Insert ) | 2288 | 3006329 | 85381090
2287 | Finished Good | Low Voltage Standoff Insulators | Thermoset DMC/BMC Insulators | Hexagonal Insulator | 209 | ENH1250(M12)-SS (Special Hexagonal Insulator M12 x 50mm - SS Insert ) | 2287 | 3006378 | 85381090
2286 | Finished Good | Low Voltage Standoff Insulators | Thermoset DMC/BMC Insulators | Hexagonal Insulator | 209 | ENH1250(M12)-MS (Special Hexagonal Insulator M12 x 50mm - MS Insert ) | 2286 | 3006468 | 85381090
2285 | Finished Good | Low Voltage Standoff Insulators | Thermoset DMC/BMC Insulators | Hexagonal Insulator | 209 | ENH1250(M12)-BR (Special Hexagonal Insulator M12 x 50mm - BR Insert ) | 2285 | 3006423 | 85381090
2284 | Finished Good | Low Voltage Standoff Insulators | Thermoset DMC/BMC Insulators | Hexagonal Insulator | 209 | ENH1250(M12)-AL (Special Hexagonal Insulator M12 x 50mm - AL Insert ) | 2284 | 3006333 | 85381090
2283 | Finished Good | Medium Voltage Standoff Insulators | Thermoset EPOXY | 33 kV Series | 37 | EMV98300-MS (33KV Epoxy Insulator D-97 x 224 mm - MS Insert ) | 2283 | 3006177 | 85381090
2282 | Raw Material | Packaging material | Packing boxes | Inner/Outer boxes | 212 | EMV98300 cft otr (EMV98300 CRAFT OUTER) | 2282 | 1001377 | 85381090
2281 | Raw Material | Packaging material | Packing boxes | Inner/Outer boxes | 212 | EMV98300 PRINT inr (EMV98300 PRINT INNER) | 2281 | 1001378 | 85381090
2280 | Finished Good | Medium Voltage Standoff Insulators | Thermoset EPOXY | 22 kV Series | 22 | EMV97224-MS (22KV Epoxy Insulator D-97 x 224 mm - MS Insert ) | 2280 | 3006179 | 85381090
2279 | Finished Good | Medium Voltage Standoff Insulators | Thermoset EPOXY | 33 kV Series | 37 | EMV83300-MS (33KV Epoxy Insulator D-97 x 224 mm - MS Insert ) | 2279 | 3006178 | 85381090
2278 | Raw Material | Packaging material | Packing boxes | Inner/Outer boxes | 212 | EMV83300 otr (EMV83300 OUTER) | 2278 | 1001379 | 85381090
2277 | Raw Material | Packaging material | Packing boxes | Inner/Outer boxes | 212 | EMV83300 cft otr (EMV83300 CRAFT OUTER) | 2277 | 1001380 | 85381090
2276 | Raw Material | Packaging material | Packing boxes | Inner/Outer boxes | 212 | EMV83300 PRINT inr (EMV83300 PRINT INNER) | 2276 | 1001381 | 85381090
2275 | Raw Material | Packaging material | Packing boxes | Inner/Outer boxes | 212 | EMV77130 PRINT inr (EMV77130 PRINT INNER) | 2275 | 1001382 | 85381090
2274 | Finished Good | Medium Voltage Standoff Insulators | Thermoset EPOXY | 11 kV Series | 5 | EMV77130 -MS (12KV Epoxy Insulator D-77 x 130 mm - MS Insert ) | 2274 | 3006181 | 85381090
2273 | Finished Good | Medium Voltage Standoff Insulators | Thermoset EPOXY | 22 kV Series | 22 | EMV73210-MS (22KV Epoxy Insulator D-73 x 210 mm - MS Insert ) | 2273 | 3006180 | 85381090
2272 | Finished Good | Medium Voltage Standoff Insulators | Thermoset EPOXY | 11 kV Series | 5 | EMV70112-MS (12KV Epoxy Insulator D-70 x 112 mm - MS Insert ) | 2272 | 3006184 | 85381090
2271 | Finished Good | Medium Voltage Standoff Insulators | Thermoset DMC/BMC | 11 kV Series | 4 | EMV63130-MS (12KV Epoxy Insulator D-63 x 130 mm - MS Insert ) | 2271 | 3006183 | 85381090
2270 | Raw Material | Packaging material | Packing boxes | Inner/Outer boxes | 212 | EMV63130 otr (EMV63130 OUTER) | 2270 | 1001383 | 85381090
2269 | Finished Good | Medium Voltage Standoff Insulators | Thermoset DMC/BMC | 11 kV Series | 4 | EMV6310_7R-MS (12KV Epoxy Insulator D-63(7R) x 130 mm - MS Insert ) | 2269 | 3006182 | 85381090
2268 | Raw Material | Packaging material | Packing boxes | Inner/Outer boxes | 212 | EMV60130 PRINT inr (EMV60130 PRINT INNER) | 2268 | 1001384 | 85381090
2267 | Finished Good | Low Voltage Busbar Supports & Connector | SMC/DMC Busbar Supports & Connector | Supports for Horizontal Busbars | 326 | ELS 12 (M5) (Unipolar Support for Holding Busbars - H-30mm - DMC Red) | 2267 | 3004772 | 85381090
2266 | Raw Material | Thermoset RM | DMC/SMC Raw Material | Additive | 79 | DYNASYLAN-4144 (DYNASYLAN-4144) | 2266 | 1001158 | 85381090
2265 | Raw Material | Thermoset RM | DMC/SMC Raw Material | Additive | 79 | DYNASYLAN SIVO 560 (DYNASYLAN SIVO 560) | 2265 | 1001131 | 85381090
2264 | Raw Material | Thermoset RM | DMC/SMC Raw Material | Additive | 79 | DVB MONOMER (DVB MONOMER) | 2264 | 1001159 | 85381090
2263 | By Product | Thermoplastic SCRAP | Injection molding scrap | Engineered Plastic | 154 | DURAFIDE 1140 AL NATURAL SCRAP (DURAFIDE 1140 AL NATURAL) | 2263 | 2009035 | 85381090
2262 | Raw Material | Thermoplastic RM | Injection molding RM | Engineered Plastic | 153 | DURAFIDE 1140 AL NATURAL (DURAFIDE 1140 AL NATURAL) | 2262 | 1001049 | 85381090
2261 | Finished Good | Low Voltage Busbar Supports & Connector | SMC/DMC Busbar Supports & Connector | Neutral Links | 336 | DTNL63 Amp (Neutral Link 63 ampere- DMC Red) | 2261 | 3004764 | 85381090
2260 | Finished Good | Low Voltage Busbar Supports & Connector | SMC/DMC Busbar Supports & Connector | Neutral Links | 336 | DTNL400 Amp (Neutral Link 400 ampere- DMC Red) | 2260 | 3004760 | 85381090
2259 | Finished Good | Low Voltage Busbar Supports & Connector | SMC/DMC Busbar Supports & Connector | Neutral Links | 336 | DTNL32 Amp (Neutral Link 32 ampere- DMC Red) | 2259 | 3004765 | 85381090
2258 | Finished Good | Low Voltage Busbar Supports & Connector | SMC/DMC Busbar Supports & Connector | Neutral Links | 336 | DTNL200 Amp (Neutral Link 200 ampere- DMC Red) | 2258 | 3004761 | 85381090
2257 | Finished Good | Low Voltage Busbar Supports & Connector | SMC/DMC Busbar Supports & Connector | Neutral Links | 336 | DTNL125 Amp (Neutral Link 125 ampere- DMC Red) | 2257 | 3004762 | 85381090
2256 | Finished Good | Low Voltage Busbar Supports & Connector | SMC/DMC Busbar Supports & Connector | Neutral Links | 336 | DTNL100 Amp (Neutral Link 100 ampere- DMC Red) | 2256 | 3004763 | 85381090
2255 | Finished Good | Low Voltage Busbar Supports & Connector | SMC/DMC Busbar Supports & Connector | Neutral Links | 336 | DTNL 600 Amp (Neutral Link 600 ampere- DMC Red) | 2255 | 3004759 | 85381090
2254 | Finished Good | Low Voltage Standoff Insulators | Thermoset DMC/BMC Insulators | Hexagonal Insulator | 209 | DLH835(M8)-SS (Hexagonal Insulator M8 x 35mm - SS Insert ) | 2254 | 3006390 | 85381090
2253 | Finished Good | Low Voltage Standoff Insulators | Thermoset DMC/BMC Insulators | Hexagonal Insulator | 209 | DLH835(M8)-MS (Hexagonal Insulator M8 x 35mm - MS Insert ) | 2253 | 3006480 | 85381090
2252 | Finished Good | Low Voltage Standoff Insulators | Thermoset DMC/BMC Insulators | Hexagonal Insulator | 209 | DLH835(M8)-BR (Hexagonal Insulator M8 x 35mm - BR Insert ) | 2252 | 3006435 | 85381090
2251 | Finished Good | Low Voltage Standoff Insulators | Thermoset DMC/BMC Insulators | Hexagonal Insulator | 209 | DLH835(M8)-AL (Hexagonal Insulator M8 x 35mm - AL Insert ) | 2251 | 3006345 | 85381090
2250 | Raw Material | Component for Panel accessories | LED RM | Consumable | 109 | DIODE BRIDGE MB-10-S (DIODE BRIDGE MB-10-S) | 2250 | 1001089 | 85381090
2249 | Finished Good |  | Cold Rolled CRCA Channel | 7.5 mm Deep Channel | 65 | DIN 357510 (35 x 7.5 x 1.0) | 2249 | 3004325 | 85381090
2248 | Finished Good |  | Cold Rolled CRCA Channel | 7.5 mm Deep Channel | 65 | DIN 357508 (35 x 7.5 x 0.8 ) | 2248 | 3004324 | 85381090
2247 | Finished Good |  | Cold Rolled CRCA Channel | 15 mm Deep Channel | 12 | DIN 351515 (35 x 15 x 1.5 ) | 2247 | 3004327 | 85381090
2246 | Finished Good |  | Cold Rolled CRCA Channel | 15 mm Deep Channel | 12 | DIN 351510 (35 x 15 x 1.0 ) | 2246 | 3004326 | 85381090
2245 | Raw Material | Thermoset RM | DMC/SMC Raw Material | Additive | 79 | DEGALAN LP 53/13C (DEGALAN LP 53/13C) | 2245 | 1001133 | 85381090
2244 | Finished Good | Low Voltage Standoff Insulators | Thermoset DMC/BMC Insulators | Drum Insulators | 123 | D865(M8)-SS (Drum Insulator M8 x 65mm - SS Insert ) | 2244 | 3006210 | 85381090
2243 | Finished Good | Low Voltage Standoff Insulators | Thermoset DMC/BMC Insulators | Drum Insulators | 123 | D865(M8)-MS (Drum Insulator M8 x 65mm - MS Insert ) | 2243 | 3006297 | 85381090
2242 | Finished Good | Low Voltage Standoff Insulators | Thermoset DMC/BMC Insulators | Drum Insulators | 123 | D865(M8)-BR (Drum Insulator M8 x 65mm - BR Insert ) | 2242 | 3006239 | 85381090
2241 | Finished Good | Low Voltage Standoff Insulators | Thermoset DMC/BMC Insulators | Drum Insulators | 123 | D865(M8)-AL (Drum Insulator M8 x 65mm - AL Insert ) | 2241 | 3006268 | 85381090
2240 | Finished Good | Low Voltage Standoff Insulators | Thermoset DMC/BMC Insulators | Drum Insulators | 123 | D860(M8)-SS (Drum Insulator M8 x 60mm - SS Insert ) | 2240 | 3006213 | 85381090
2239 | Finished Good | Low Voltage Standoff Insulators | Thermoset DMC/BMC Insulators | Drum Insulators | 123 | D860(M8)-MS (Drum Insulator M8 x 60mm - MS Insert ) | 2239 | 3006300 | 85381090
2238 | Finished Good | Low Voltage Standoff Insulators | Thermoset DMC/BMC Insulators | Drum Insulators | 123 | D860(M8)-BR (Drum Insulator M8 x 60mm - BR Insert ) | 2238 | 3006242 | 85381090
2237 | Finished Good | Low Voltage Standoff Insulators | Thermoset DMC/BMC Insulators | Drum Insulators | 123 | D860(M8)-AL (Drum Insulator M8 x 60mm - AL Insert ) | 2237 | 3006271 | 85381090
2236 | Finished Good | Low Voltage Standoff Insulators | Thermoset DMC/BMC Insulators | Drum Insulators | 123 | D851(M8)-SS (Drum Insulator M8 x 51mm - SS Insert ) | 2236 | 3006214 | 85381090
2235 | Finished Good | Low Voltage Standoff Insulators | Thermoset DMC/BMC Insulators | Drum Insulators | 123 | D851(M8)-MS (Drum Insulator M8 x 51mm - MS Insert ) | 2235 | 3006301 | 85381090
2234 | Finished Good | Low Voltage Standoff Insulators | Thermoset DMC/BMC Insulators | Drum Insulators | 123 | D851(M8)-BR (Drum Insulator M8 x 51mm - BR Insert ) | 2234 | 3006243 | 85381090
2233 | Finished Good | Low Voltage Standoff Insulators | Thermoset DMC/BMC Insulators | Drum Insulators | 123 | D851(M8)-AL (Drum Insulator M8 x 51mm - AL Insert ) | 2233 | 3006272 | 85381090
2232 | Finished Good | Low Voltage Standoff Insulators | Thermoset DMC/BMC Insulators | Drum Insulators | 123 | D850(M8)-SS (Drum Insulator M8 x 50mm - SS Insert ) | 2232 | 3006217 | 85381090
2231 | Finished Good | Low Voltage Standoff Insulators | Thermoset DMC/BMC Insulators | Drum Insulators | 123 | D850(M8)-MS (Drum Insulator M8 x 50mm - MS Insert ) | 2231 | 3006304 | 85381090
2230 | Finished Good | Low Voltage Standoff Insulators | Thermoset DMC/BMC Insulators | Drum Insulators | 123 | D850(M8)-BR (Drum Insulator M8 x 50mm - BR Insert ) | 2230 | 3006246 | 85381090
2229 | Finished Good | Low Voltage Standoff Insulators | Thermoset DMC/BMC Insulators | Drum Insulators | 123 | D850(M8)-AL (Drum Insulator M8 x 50mm - AL Insert ) | 2229 | 3006275 | 85381090
2228 | Finished Good | Low Voltage Standoff Insulators | Thermoset DMC/BMC Insulators | Drum Insulators | 123 | D845(M8)-SS (Drum Insulator M8 x 45mm - SS Insert ) | 2228 | 3006220 | 85381090
2227 | Finished Good | Low Voltage Standoff Insulators | Thermoset DMC/BMC Insulators | Drum Insulators | 123 | D845(M8)-MS (Drum Insulator M8 x 45mm - MS Insert ) | 2227 | 3006307 | 85381090
2226 | Finished Good | Low Voltage Standoff Insulators | Thermoset DMC/BMC Insulators | Drum Insulators | 123 | D845(M8)-BR (Drum Insulator M8 x 45mm - BR Insert ) | 2226 | 3006249 | 85381090
2225 | Finished Good | Low Voltage Standoff Insulators | Thermoset DMC/BMC Insulators | Drum Insulators | 123 | D845(M8)-AL (Drum Insulator M8 x 45mm - AL Insert ) | 2225 | 3006278 | 85381090
2224 | Finished Good | Low Voltage Standoff Insulators | Thermoset DMC/BMC Insulators | Drum Insulators | 123 | D840(M8)-SS (Drum Insulator M8 x 40mm - SS Insert ) | 2224 | 3006222 | 85381090
2223 | Finished Good | Low Voltage Standoff Insulators | Thermoset DMC/BMC Insulators | Drum Insulators | 123 | D840(M8)-MS (Drum Insulator M8 x 40mm - MS Insert ) | 2223 | 3006309 | 85381090
2222 | Finished Good | Low Voltage Standoff Insulators | Thermoset DMC/BMC Insulators | Drum Insulators | 123 | D840(M8)-BR (Drum Insulator M8 x 40mm - BR Insert ) | 2222 | 3006251 | 85381090
2221 | Finished Good | Low Voltage Standoff Insulators | Thermoset DMC/BMC Insulators | Drum Insulators | 123 | D840(M8)-AL (Drum Insulator M8 x 40mm - AL Insert ) | 2221 | 3006280 | 85381090
2220 | Finished Good | Low Voltage Standoff Insulators | Thermoset DMC/BMC Insulators | Drum Insulators | 123 | D835(M8)-SS (Drum Insulator M8 x 35mm - SS Insert ) | 2220 | 3006224 | 85381090
2219 | Finished Good | Low Voltage Standoff Insulators | Thermoset DMC/BMC Insulators | Drum Insulators | 123 | D835(M8)-MS (Drum Insulator M8 x 35mm - MS Insert ) | 2219 | 3006311 | 85381090
2218 | Finished Good | Low Voltage Standoff Insulators | Thermoset DMC/BMC Insulators | Drum Insulators | 123 | D835(M8)-BR (Drum Insulator M8 x 35mm - BR Insert ) | 2218 | 3006253 | 85381090
2217 | Finished Good | Low Voltage Standoff Insulators | Thermoset DMC/BMC Insulators | Drum Insulators | 123 | D835(M8)-AL (Drum Insulator M8 x 35mm - AL Insert ) | 2217 | 3006282 | 85381090
2216 | Finished Good | Low Voltage Standoff Insulators | Thermoset DMC/BMC Insulators | Drum Insulators | 123 | D830(M8)-SS (Drum Insulator M8 x 30mm - SS Insert ) | 2216 | 3006226 | 85381090
2215 | Finished Good | Low Voltage Standoff Insulators | Thermoset DMC/BMC Insulators | Drum Insulators | 123 | D830(M8)-MS (Drum Insulator M8 x 30mm - MS Insert ) | 2215 | 3006313 | 85381090
2214 | Finished Good | Low Voltage Standoff Insulators | Thermoset DMC/BMC Insulators | Drum Insulators | 123 | D830(M8)-BR (Drum Insulator M8 x 30mm - BR Insert ) | 2214 | 3006255 | 85381090
2213 | Finished Good | Low Voltage Standoff Insulators | Thermoset DMC/BMC Insulators | Drum Insulators | 123 | D830(M8)-AL (Drum Insulator M8 x 30mm - AL Insert ) | 2213 | 3006284 | 85381090
2212 | Finished Good | Low Voltage Standoff Insulators | Thermoset DMC/BMC Insulators | Drum Insulators | 123 | D635(M6)-SS (Drum Insulator M6 x 35mm - SS Insert ) | 2212 | 3006225 | 85381090
2211 | Finished Good | Low Voltage Standoff Insulators | Thermoset DMC/BMC Insulators | Drum Insulators | 123 | D635(M6)-MS (Drum Insulator M6 x 35mm - MS Insert ) | 2211 | 3006312 | 85381090
2210 | Finished Good | Low Voltage Standoff Insulators | Thermoset DMC/BMC Insulators | Drum Insulators | 123 | D635(M6)-BR (Drum Insulator M6 x 35mm - BR Insert ) | 2210 | 3006254 | 85381090
2209 | Finished Good | Low Voltage Standoff Insulators | Thermoset DMC/BMC Insulators | Drum Insulators | 123 | D635(M6)-AL (Drum Insulator M6 x 35mm - AL Insert ) | 2209 | 3006283 | 85381090
2208 | Finished Good | Low Voltage Standoff Insulators | Thermoset DMC/BMC Insulators | Drum Insulators | 123 | D630(M6)-SS (Drum Insulator M6 x 30mm - SS Insert ) | 2208 | 3006227 | 85381090
2207 | Finished Good | Low Voltage Standoff Insulators | Thermoset DMC/BMC Insulators | Drum Insulators | 123 | D630(M6)-MS (Drum Insulator M6 x 30mm - MS Insert ) | 2207 | 3006314 | 85381090
2206 | Finished Good | Low Voltage Standoff Insulators | Thermoset DMC/BMC Insulators | Drum Insulators | 123 | D630(M6)-BR (Drum Insulator M6 x 30mm - BR Insert ) | 2206 | 3006256 | 85381090
2205 | Finished Good | Low Voltage Standoff Insulators | Thermoset DMC/BMC Insulators | Drum Insulators | 123 | D630(M6)-AL (Drum Insulator M6 x 30mm - AL Insert ) | 2205 | 3006285 | 85381090
2204 | Finished Good | Low Voltage Standoff Insulators | Thermoset DMC/BMC Insulators | Drum Insulators | 123 | D625(M6)-SS (Drum Insulator M6 x 25mm - SS Insert ) | 2204 | 3006228 | 85381090
2203 | Finished Good | Low Voltage Standoff Insulators | Thermoset DMC/BMC Insulators | Drum Insulators | 123 | D625(M6)-MS (Drum Insulator M6 x 25mm - MS Insert ) | 2203 | 3006315 | 85381090
2202 | Finished Good | Low Voltage Standoff Insulators | Thermoset DMC/BMC Insulators | Drum Insulators | 123 | D625(M6)-BR (Drum Insulator M6 x 25mm - BR Insert ) | 2202 | 3006257 | 85381090
2201 | Finished Good | Low Voltage Standoff Insulators | Thermoset DMC/BMC Insulators | Drum Insulators | 123 | D625(M6)-AL (Drum Insulator M6 x 25mm - AL Insert ) | 2201 | 3006286 | 85381090
2200 | Finished Good | Low Voltage Standoff Insulators | Thermoset DMC/BMC Insulators | Drum Insulators | 123 | D620(M6)-SS (Drum Insulator M6 x 20mm - SS Insert ) | 2200 | 3006230 | 85381090
2199 | Finished Good | Low Voltage Standoff Insulators | Thermoset DMC/BMC Insulators | Drum Insulators | 123 | D620(M6)-MS (Drum Insulator M6 x 20mm - MS Insert ) | 2199 | 3006317 | 85381090
2198 | Finished Good | Low Voltage Standoff Insulators | Thermoset DMC/BMC Insulators | Drum Insulators | 123 | D620(M6)-BR (Drum Insulator M6 x 20mm - BR Insert ) | 2198 | 3006259 | 85381090
2197 | Finished Good | Low Voltage Standoff Insulators | Thermoset DMC/BMC Insulators | Drum Insulators | 123 | D620(M6)-AL (Drum Insulator M6 x 20mm - AL Insert ) | 2197 | 3006288 | 85381090
2196 | Finished Good | Low Voltage Standoff Insulators | Thermoset DMC/BMC Insulators | Drum Insulators | 123 | D425(M4)-SS (Drum Insulator M4 x 25mm - SS Insert ) | 2196 | 3006229 | 85381090
2195 | Finished Good | Low Voltage Standoff Insulators | Thermoset DMC/BMC Insulators | Drum Insulators | 123 | D425(M4)-MS (Drum Insulator M4 x 25mm - MS Insert ) | 2195 | 3006316 | 85381090
2194 | Finished Good | Low Voltage Standoff Insulators | Thermoset DMC/BMC Insulators | Drum Insulators | 123 | D425(M4)-BR (Drum Insulator M4 x 25mm - BR Insert ) | 2194 | 3006258 | 85381090
2193 | Finished Good | Low Voltage Standoff Insulators | Thermoset DMC/BMC Insulators | Drum Insulators | 123 | D425(M4)-AL (Drum Insulator M4 x 25mm - AL Insert ) | 2193 | 3006287 | 85381090
2192 | Finished Good | Low Voltage Standoff Insulators | Thermoset DMC/BMC Insulators | Drum Insulators | 123 | D420(M4)-SS (Drum Insulator M4 x 20mm - SS Insert ) | 2192 | 3006231 | 85381090
2191 | Finished Good | Low Voltage Standoff Insulators | Thermoset DMC/BMC Insulators | Drum Insulators | 123 | D420(M4)-MS (Drum Insulator M4 x 20mm - MS Insert ) | 2191 | 3006318 | 85381090
2190 | Finished Good | Low Voltage Standoff Insulators | Thermoset DMC/BMC Insulators | Drum Insulators | 123 | D420(M4)-BR (Drum Insulator M4 x 20mm - BR Insert ) | 2190 | 3006260 | 85381090
2189 | Finished Good | Low Voltage Standoff Insulators | Thermoset DMC/BMC Insulators | Drum Insulators | 123 | D420(M4)-AL (Drum Insulator M4 x 20mm - AL Insert ) | 2189 | 3006289 | 85381090
2188 | Finished Good | Low Voltage Standoff Insulators | Thermoset DMC/BMC Insulators | Drum Insulators | 123 | D1276(M12)-SS (Drum Insulator M12 x 76mm - SS Insert ) | 2188 | 3006203 | 85381090
2187 | Finished Good | Low Voltage Standoff Insulators | Thermoset DMC/BMC Insulators | Drum Insulators | 123 | D1276(M12)-MS (Drum Insulator M12 x 76mm - MS Insert ) | 2187 | 3006290 | 85381090
2186 | Finished Good | Low Voltage Standoff Insulators | Thermoset DMC/BMC Insulators | Drum Insulators | 123 | D1276(M12)-BR (Drum Insulator M12 x 76mm - BR Insert ) | 2186 | 3006232 | 85381090
2185 | Finished Good | Low Voltage Standoff Insulators | Thermoset DMC/BMC Insulators | Drum Insulators | 123 | D1276(M12)-AL (Drum Insulator M12 x 76mm - AL Insert ) | 2185 | 3006261 | 85381090
2184 | Finished Good | Low Voltage Standoff Insulators | Thermoset DMC/BMC Insulators | Drum Insulators | 123 | D1275(M12)-SS (Drum Insulator M12 x 75mm - SS Insert ) | 2184 | 3006204 | 85381090
2183 | Finished Good | Low Voltage Standoff Insulators | Thermoset DMC/BMC Insulators | Drum Insulators | 123 | D1275(M12)-MS (Drum Insulator M12 x 75mm - MS Insert ) | 2183 | 3006291 | 85381090
2182 | Finished Good | Low Voltage Standoff Insulators | Thermoset DMC/BMC Insulators | Drum Insulators | 123 | D1275(M12)-BR (Drum Insulator M12 x 75mm - BR Insert ) | 2182 | 3006233 | 85381090
2181 | Finished Good | Low Voltage Standoff Insulators | Thermoset DMC/BMC Insulators | Drum Insulators | 123 | D1275(M12)-AL (Drum Insulator M12 x 75mm - AL Insert ) | 2181 | 3006262 | 85381090
2180 | Finished Good | Low Voltage Standoff Insulators | Thermoset DMC/BMC Insulators | Drum Insulators | 123 | D1270(M12)-SS (Drum Insulator M12 x 70mm - SS Insert ) | 2180 | 3006206 | 85381090
2179 | Finished Good | Low Voltage Standoff Insulators | Thermoset DMC/BMC Insulators | Drum Insulators | 123 | D1270(M12)-MS (Drum Insulator M12 x 70mm - MS Insert ) | 2179 | 3006293 | 85381090
2178 | Finished Good | Low Voltage Standoff Insulators | Thermoset DMC/BMC Insulators | Drum Insulators | 123 | D1270(M12)-BR (Drum Insulator M12 x 70mm - BR Insert ) | 2178 | 3006235 | 85381090
2177 | Finished Good | Low Voltage Standoff Insulators | Thermoset DMC/BMC Insulators | Drum Insulators | 123 | D1270(M12)-AL (Drum Insulator M12 x 70mm - AL Insert ) | 2177 | 3006264 | 85381090
2176 | Finished Good | Low Voltage Standoff Insulators | Thermoset DMC/BMC Insulators | Drum Insulators | 123 | D1265(M12)-SS (Drum Insulator M12 x 65mm - SS Insert ) | 2176 | 3006208 | 85381090
2175 | Finished Good | Low Voltage Standoff Insulators | Thermoset DMC/BMC Insulators | Drum Insulators | 123 | D1265(M12)-MS (Drum Insulator M12 x 65mm - MS Insert ) | 2175 | 3006295 | 85381090
2174 | Finished Good | Low Voltage Standoff Insulators | Thermoset DMC/BMC Insulators | Drum Insulators | 123 | D1265(M12)-BR (Drum Insulator M12 x 65mm - BR Insert ) | 2174 | 3006237 | 85381090
2173 | Finished Good | Low Voltage Standoff Insulators | Thermoset DMC/BMC Insulators | Drum Insulators | 123 | D1265(M12)-AL (Drum Insulator M12 x 65mm - AL Insert ) | 2173 | 3006266 | 85381090
2172 | Finished Good | Low Voltage Standoff Insulators | Thermoset DMC/BMC Insulators | Drum Insulators | 123 | D1260(M12)-SS (Drum Insulator M12 x 60mm - SS Insert ) | 2172 | 3006211 | 85381090
2171 | Finished Good | Low Voltage Standoff Insulators | Thermoset DMC/BMC Insulators | Drum Insulators | 123 | D1260(M12)-MS (Drum Insulator M12 x 60mm - MS Insert ) | 2171 | 3006298 | 85381090
2170 | Finished Good | Low Voltage Standoff Insulators | Thermoset DMC/BMC Insulators | Drum Insulators | 123 | D1260(M12)-BR (Drum Insulator M12 x 60mm - BR Insert ) | 2170 | 3006240 | 85381090
2169 | Finished Good | Low Voltage Standoff Insulators | Thermoset DMC/BMC Insulators | Drum Insulators | 123 | D1260(M12)-AL (Drum Insulator M12 x 60mm - AL Insert ) | 2169 | 3006269 | 85381090
2168 | Finished Good | Low Voltage Standoff Insulators | Thermoset DMC/BMC Insulators | Drum Insulators | 123 | D1250(M12)-SS (Drum Insulator M12 x 50mm - SS Insert ) | 2168 | 3006215 | 85381090
2167 | Finished Good | Low Voltage Standoff Insulators | Thermoset DMC/BMC Insulators | Drum Insulators | 123 | D1250(M12)-MS (Drum Insulator M12 x 50mm - MS Insert ) | 2167 | 3006302 | 85381090
2166 | Finished Good | Low Voltage Standoff Insulators | Thermoset DMC/BMC Insulators | Drum Insulators | 123 | D1250(M12)-BR (Drum Insulator M12 x 50mm - BR Insert ) | 2166 | 3006244 | 85381090
2165 | Finished Good | Low Voltage Standoff Insulators | Thermoset DMC/BMC Insulators | Drum Insulators | 123 | D1250(M12)-AL (Drum Insulator M12 x 50mm - AL Insert ) | 2165 | 3006273 | 85381090
2164 | Finished Good | Low Voltage Standoff Insulators | Thermoset DMC/BMC Insulators | Drum Insulators | 123 | D1245(M12)-SS (Drum Insulator M12 x 45mm - SS Insert ) | 2164 | 3006218 | 85381090
2163 | Finished Good | Low Voltage Standoff Insulators | Thermoset DMC/BMC Insulators | Drum Insulators | 123 | D1245(M12)-MS (Drum Insulator M12 x 45mm - MS Insert ) | 2163 | 3006305 | 85381090
2162 | Finished Good | Low Voltage Standoff Insulators | Thermoset DMC/BMC Insulators | Drum Insulators | 123 | D1245(M12)-BR (Drum Insulator M12 x 45mm - BR Insert ) | 2162 | 3006247 | 85381090
2161 | Finished Good | Low Voltage Standoff Insulators | Thermoset DMC/BMC Insulators | Drum Insulators | 123 | D1245(M12)-AL (Drum Insulator M12 x 45mm - AL Insert ) | 2161 | 3006276 | 85381090
2160 | Finished Good | Low Voltage Standoff Insulators | Thermoset DMC/BMC Insulators | Drum Insulators | 123 | D1075(M10)-SS (Drum Insulator M10 x 75mm - SS Insert ) | 2160 | 3006205 | 85381090
2159 | Finished Good | Low Voltage Standoff Insulators | Thermoset DMC/BMC Insulators | Drum Insulators | 123 | D1075(M10)-MS (Drum Insulator M10 x 75mm - MS Insert ) | 2159 | 3006292 | 85381090
2158 | Finished Good | Low Voltage Standoff Insulators | Thermoset DMC/BMC Insulators | Drum Insulators | 123 | D1075(M10)-BR (Drum Insulator M10 x 75mm - BR Insert ) | 2158 | 3006234 | 85381090
2157 | Finished Good | Low Voltage Standoff Insulators | Thermoset DMC/BMC Insulators | Drum Insulators | 123 | D1075(M10)-AL (Drum Insulator M10 x 75mm - AL Insert ) | 2157 | 3006263 | 85381090
2156 | Finished Good | Low Voltage Standoff Insulators | Thermoset DMC/BMC Insulators | Drum Insulators | 123 | D1070(M10)-SS (Drum Insulator M10 x 70mm - SS Insert ) | 2156 | 3006207 | 85381090
2155 | Finished Good | Low Voltage Standoff Insulators | Thermoset DMC/BMC Insulators | Drum Insulators | 123 | D1070(M10)-MS (Drum Insulator M10 x 70mm - MS Insert ) | 2155 | 3006294 | 85381090
2154 | Finished Good | Low Voltage Standoff Insulators | Thermoset DMC/BMC Insulators | Drum Insulators | 123 | D1070(M10)-BR (Drum Insulator M10 x 70mm - BR Insert ) | 2154 | 3006236 | 85381090
2153 | Finished Good | Low Voltage Standoff Insulators | Thermoset DMC/BMC Insulators | Drum Insulators | 123 | D1070(M10)-AL (Drum Insulator M10 x 70mm - AL Insert ) | 2153 | 3006265 | 85381090
2152 | Finished Good | Low Voltage Standoff Insulators | Thermoset DMC/BMC Insulators | Drum Insulators | 123 | D1065(M10)-SS (Drum Insulator M10 x 65mm - SS Insert ) | 2152 | 3006209 | 85381090
2151 | Finished Good | Low Voltage Standoff Insulators | Thermoset DMC/BMC Insulators | Drum Insulators | 123 | D1065(M10)-MS (Drum Insulator M10 x 65mm - MS Insert ) | 2151 | 3006296 | 85381090
2150 | Finished Good | Low Voltage Standoff Insulators | Thermoset DMC/BMC Insulators | Drum Insulators | 123 | D1065(M10)-BR (Drum Insulator M10 x 65mm - BR Insert ) | 2150 | 3006238 | 85381090
2149 | Finished Good | Low Voltage Standoff Insulators | Thermoset DMC/BMC Insulators | Drum Insulators | 123 | D1065(M10)-AL (Drum Insulator M10 x 65mm - AL Insert ) | 2149 | 3006267 | 85381090
2148 | Finished Good | Low Voltage Standoff Insulators | Thermoset DMC/BMC Insulators | Drum Insulators | 123 | D1060(M10)-SS (Drum Insulator M10 x 60mm - SS Insert ) | 2148 | 3006212 | 85381090
2147 | Finished Good | Low Voltage Standoff Insulators | Thermoset DMC/BMC Insulators | Drum Insulators | 123 | D1060(M10)-MS (Drum Insulator M10 x 60mm - MS Insert ) | 2147 | 3006299 | 85381090
2146 | Finished Good | Low Voltage Standoff Insulators | Thermoset DMC/BMC Insulators | Drum Insulators | 123 | D1060(M10)-BR (Drum Insulator M10 x 60mm - BR Insert ) | 2146 | 3006241 | 85381090
2145 | Finished Good | Low Voltage Standoff Insulators | Thermoset DMC/BMC Insulators | Drum Insulators | 123 | D1060(M10)-AL (Drum Insulator M10 x 60mm - AL Insert ) | 2145 | 3006270 | 85381090
2144 | Finished Good | Low Voltage Standoff Insulators | Thermoset DMC/BMC Insulators | Drum Insulators | 123 | D1050(M10)-SS (Drum Insulator M10 x 50mm - SS Insert ) | 2144 | 3006216 | 85381090
2143 | Finished Good | Low Voltage Standoff Insulators | Thermoset DMC/BMC Insulators | Drum Insulators | 123 | D1050(M10)-MS (Drum Insulator M10 x 50mm - MS Insert ) | 2143 | 3006303 | 85381090
2142 | Finished Good | Low Voltage Standoff Insulators | Thermoset DMC/BMC Insulators | Drum Insulators | 123 | D1050(M10)-BR (Drum Insulator M10 x 50mm - BR Insert ) | 2142 | 3006245 | 85381090
2141 | Finished Good | Low Voltage Standoff Insulators | Thermoset DMC/BMC Insulators | Drum Insulators | 123 | D1050(M10)-AL (Drum Insulator M10 x 50mm - AL Insert ) | 2141 | 3006274 | 85381090
2140 | Finished Good | Low Voltage Standoff Insulators | Thermoset DMC/BMC Insulators | Drum Insulators | 123 | D1045(M10)-SS (Drum Insulator M10 x 45mm - SS Insert ) | 2140 | 3006219 | 85381090
2139 | Finished Good | Low Voltage Standoff Insulators | Thermoset DMC/BMC Insulators | Drum Insulators | 123 | D1045(M10)-MS (Drum Insulator M10 x 45mm - MS Insert ) | 2139 | 3006306 | 85381090
2138 | Finished Good | Low Voltage Standoff Insulators | Thermoset DMC/BMC Insulators | Drum Insulators | 123 | D1045(M10)-BR (Drum Insulator M10 x 45mm - BR Insert ) | 2138 | 3006248 | 85381090
2137 | Finished Good | Low Voltage Standoff Insulators | Thermoset DMC/BMC Insulators | Drum Insulators | 123 | D1045(M10)-AL (Drum Insulator M10 x 45mm - AL Insert ) | 2137 | 3006277 | 85381090
2136 | Finished Good | Low Voltage Standoff Insulators | Thermoset DMC/BMC Insulators | Drum Insulators | 123 | D1040(M10)-SS (Drum Insulator M10 x 40mm - SS Insert ) | 2136 | 3006221 | 85381090
2135 | Finished Good | Low Voltage Standoff Insulators | Thermoset DMC/BMC Insulators | Drum Insulators | 123 | D1040(M10)-MS (Drum Insulator M10 x 40mm - MS Insert ) | 2135 | 3006308 | 85381090
2134 | Finished Good | Low Voltage Standoff Insulators | Thermoset DMC/BMC Insulators | Drum Insulators | 123 | D1040(M10)-BR (Drum Insulator M10 x 40mm - BR Insert ) | 2134 | 3006250 | 85381090
2133 | Finished Good | Low Voltage Standoff Insulators | Thermoset DMC/BMC Insulators | Drum Insulators | 123 | D1040(M10)-AL (Drum Insulator M10 x 40mm - AL Insert ) | 2133 | 3006279 | 85381090
2132 | Finished Good | Low Voltage Standoff Insulators | Thermoset DMC/BMC Insulators | Drum Insulators | 123 | D1035(M10)-SS (Drum Insulator M10 x 35mm - SS Insert ) | 2132 | 3006223 | 85381090
2131 | Finished Good | Low Voltage Standoff Insulators | Thermoset DMC/BMC Insulators | Drum Insulators | 123 | D1035(M10)-MS (Drum Insulator M10 x 35mm - MS Insert ) | 2131 | 3006310 | 85381090
2130 | Finished Good | Low Voltage Standoff Insulators | Thermoset DMC/BMC Insulators | Drum Insulators | 123 | D1035(M10)-BR (Drum Insulator M10 x 35mm - BR Insert ) | 2130 | 3006252 | 85381090
2129 | Finished Good | Low Voltage Standoff Insulators | Thermoset DMC/BMC Insulators | Drum Insulators | 123 | D1035(M10)-AL (Drum Insulator M10 x 35mm - AL Insert ) | 2129 | 3006281 | 85381090
2128 | Raw Material | Thermoset RM | DMC/SMC Raw Material | Additive | 79 | D.M.P (D.M.P) | 2128 | 1001160 | 85381090
2127 | Finished Good | Low Voltage Standoff Insulators | Thermoset DMC/BMC Insulators | Cylindrical Insulator | 117 | CYD 4050(M10) -SS (Special Cylindrical Insulator ?40 x 50 mm - M10 SS Insert) | 2127 | 3005920 | 85381090
2126 | Finished Good | Low Voltage Standoff Insulators | Thermoset DMC/BMC Insulators | Cylindrical Insulator | 117 | CyD 4050(M10) -MS (Special Cylindrical Insulator ?40 x 50 mm - M10 MS Insert) | 2126 | 3006103 | 85381090
2125 | Finished Good | Low Voltage Standoff Insulators | Thermoset DMC/BMC Insulators | Cylindrical Insulator | 117 | CYD 4050(M10) -BR (Special Cylindrical Insulator ?40 x 50 mm - M10 BR Insert) | 2125 | 3005981 | 85381090
2124 | Finished Good | Low Voltage Standoff Insulators | Thermoset DMC/BMC Insulators | Cylindrical Insulator | 117 | CYD 4050(M10) -AL (Special Cylindrical Insulator ?40 x 50 mm - M10 AL Insert) | 2124 | 3006042 | 85381090
2123 | Finished Good | Low Voltage Standoff Insulators | Thermoset DMC/BMC Insulators | Cylindrical Series (Male-Male Combination ) | 119 | CY20.18-M8.20-M8.20-SS (Cyl Elect Series 20x18-M8.20 X M8.20 - SS) | 2123 | 3005949 | 85381090
2122 | Finished Good | Low Voltage Standoff Insulators | Thermoset DMC/BMC Insulators | Cylindrical Series (Male-Male Combination ) | 119 | CY20.18-M8.20-M8.20-MS (Cyl Elect Series 20x18-M8.20 X M8.20 - MS ) | 2122 | 3006132 | 85381090
2121 | Finished Good | Low Voltage Standoff Insulators | Thermoset DMC/BMC Insulators | Cylindrical Series (Male-Male Combination ) | 119 | CY20.18-M8.20-M8.20-BR (Cyl Elect Series 20x18-M8.20 X M8.20 - BR) | 2121 | 3006010 | 85381090
2120 | Finished Good | Low Voltage Standoff Insulators | Thermoset DMC/BMC Insulators | Cylindrical Series (Male-Male Combination ) | 119 | CY20.18-M8.20-M8.20-AL (Cyl Elect Series 20x18-M8.20 X M8.20 - AL ) | 2120 | 3006071 | 85381090
2119 | Finished Good | Low Voltage Standoff Insulators | Thermoset DMC/BMC Insulators | Cylindrical Series (Male-Male Combination ) | 119 | CY20.18-M8.08-M8.25-SS (Cyl Elect Series 20x18-M8.08 X M8.25 - SS) | 2119 | 3005950 | 85381090
2118 | Finished Good | Low Voltage Standoff Insulators | Thermoset DMC/BMC Insulators | Cylindrical Series (Male-Male Combination ) | 119 | CY20.18-M8.08-M8.25-MS (Cyl Elect Series 20x18-M8.08 X M8.25 - MS ) | 2118 | 3006133 | 85381090
2117 | Finished Good | Low Voltage Standoff Insulators | Thermoset DMC/BMC Insulators | Cylindrical Series (Male-Male Combination ) | 119 | CY20.18-M8.08-M8.25-BR (Cyl Elect Series 20x18-M8.08 X M8.25 - BR) | 2117 | 3006011 | 85381090
2116 | Finished Good | Low Voltage Standoff Insulators | Thermoset DMC/BMC Insulators | Cylindrical Series (Male-Male Combination ) | 119 | CY20.18-M8.08-M8.25-AL (Cyl Elect Series 20x18-M8.08 X M8.25 - AL ) | 2116 | 3006072 | 85381090
2115 | Finished Good | Low Voltage Standoff Insulators | Thermoset DMC/BMC Insulators | Cylindrical Series (Male-Male Combination ) | 119 | CY20.18-M6.15-M6.15-SS (Cyl Elect Series 20x18-M6.15 X M6.15 - SS) | 2115 | 3005951 | 85381090
2114 | Finished Good | Low Voltage Standoff Insulators | Thermoset DMC/BMC Insulators | Cylindrical Series (Male-Male Combination ) | 119 | CY20.18-M6.15-M6.15-MS (Cyl Elect Series 20x18-M6.15 X M6.15 - MS ) | 2114 | 3006134 | 85381090
2113 | Finished Good | Low Voltage Standoff Insulators | Thermoset DMC/BMC Insulators | Cylindrical Series (Male-Male Combination ) | 119 | CY20.18-M6.15-M6.15-BR (Cyl Elect Series 20x18-M6.15 X M6.15 - BR) | 2113 | 3006012 | 85381090
2112 | Finished Good | Low Voltage Standoff Insulators | Thermoset DMC/BMC Insulators | Cylindrical Series (Male-Male Combination ) | 119 | CY20.18-M6.15-M6.15-AL (Cyl Elect Series 20x18-M6.15 X M6.15 - AL ) | 2112 | 3006073 | 85381090
2111 | Finished Good | Low Voltage Standoff Insulators | Thermoset DMC/BMC Insulators | Cylindrical Series (Male-Male Combination ) | 119 | CY20.18-M6.07-M6.15-SS (Cyl Elect Series 20x18-M6.07 X M6.15 - SS) | 2111 | 3005952 | 85381090
2110 | Finished Good | Low Voltage Standoff Insulators | Thermoset DMC/BMC Insulators | Cylindrical Series (Male-Male Combination ) | 119 | CY20.18-M6.07-M6.15-MS (Cyl Elect Series 20x18-M6.07 X M6.15 - MS ) | 2110 | 3006135 | 85381090
2109 | Finished Good | Low Voltage Standoff Insulators | Thermoset DMC/BMC Insulators | Cylindrical Series (Male-Male Combination ) | 119 | CY20.18-M6.07-M6.15-BR (Cyl Elect Series 20x18-M6.07 X M6.15 - BR) | 2109 | 3006013 | 85381090
2108 | Finished Good | Low Voltage Standoff Insulators | Thermoset DMC/BMC Insulators | Cylindrical Series (Male-Male Combination ) | 119 | CY20.18-M6.07-M6.15-AL (Cyl Elect Series 20x18-M6.07 X M6.15 - AL ) | 2108 | 3006074 | 85381090
2107 | Finished Good | Low Voltage Standoff Insulators | Thermoset DMC/BMC Insulators | Cylindrical Series (Male-Female Combination ) | 118 | CY14.26-M4.10-F4.07-SS (Cyl Elect Series 14x17-M4.10 X F4.07 - SS) | 2107 | 3005946 | 85381090
2106 | Finished Good | Low Voltage Standoff Insulators | Thermoset DMC/BMC Insulators | Cylindrical Series (Male-Female Combination ) | 118 | CY14.26-M4.10-F4.07-MS (Cyl Elect Series 14x17-M4.10 X F4.07 - MS ) | 2106 | 3006129 | 85381090
2105 | Finished Good | Low Voltage Standoff Insulators | Thermoset DMC/BMC Insulators | Cylindrical Series (Male-Female Combination ) | 118 | CY14.26-M4.10-F4.07-BR (Cyl Elect Series 14x17-M4.10 X F4.07 - BR) | 2105 | 3006007 | 85381090
2104 | Finished Good | Low Voltage Standoff Insulators | Thermoset DMC/BMC Insulators | Cylindrical Series (Male-Female Combination ) | 118 | CY14.26-M4.10-F4.07-AL (Cyl Elect Series 14x17-M4.10 X F4.07 - AL ) | 2104 | 3006068 | 85381090
2103 | Finished Good | Low Voltage Standoff Insulators | Thermoset DMC/BMC Insulators | Cylindrical Series (Male-Female Combination ) | 118 | CY14.17-M6.15-F6.07-SS (Cyl Elect Series 14x17-M6.15 X F6.07 - SS) | 2103 | 3005947 | 85381090
2102 | Finished Good | Low Voltage Standoff Insulators | Thermoset DMC/BMC Insulators | Cylindrical Series (Male-Female Combination ) | 118 | CY14.17-M6.15-F6.07-MS (Cyl Elect Series 14x17-M6.15 X F6.07 - MS ) | 2102 | 3006130 | 85381090
2101 | Finished Good | Low Voltage Standoff Insulators | Thermoset DMC/BMC Insulators | Cylindrical Series (Male-Female Combination ) | 118 | CY14.17-M6.15-F6.07-BR (Cyl Elect Series 14x17-M6.15 X F6.07 - BR) | 2101 | 3006008 | 85381090
2100 | Finished Good | Low Voltage Standoff Insulators | Thermoset DMC/BMC Insulators | Cylindrical Series (Male-Female Combination ) | 118 | CY14.17-M6.15-F6.07-AL (Cyl Elect Series 14x17-M6.15 X F6.07 - AL ) | 2100 | 3006069 | 85381090
2099 | Finished Good | Low Voltage Standoff Insulators | Thermoset DMC/BMC Insulators | Cylindrical Series (Male-Female Combination ) | 118 | CY14.17-M5.10-F5.07-SS (Cyl Elect Series 14x17-M5.10 X F5.07 - SS) | 2099 | 3005948 | 85381090
2098 | Finished Good | Low Voltage Standoff Insulators | Thermoset DMC/BMC Insulators | Cylindrical Series (Male-Female Combination ) | 118 | CY14.17-M5.10-F5.07-MS (Cyl Elect Series 14x17-M5.10 X F5.07 - MS ) | 2098 | 3006131 | 85381090
2097 | Finished Good | Low Voltage Standoff Insulators | Thermoset DMC/BMC Insulators | Cylindrical Series (Male-Female Combination ) | 118 | CY14.17-M5.10-F5.07-BR (Cyl Elect Series 14x17-M5.10 X F5.07 - BR) | 2097 | 3006009 | 85381090
2096 | Finished Good | Low Voltage Standoff Insulators | Thermoset DMC/BMC Insulators | Cylindrical Series (Male-Female Combination ) | 118 | CY14.17-M5.10-F5.07-AL (Cyl Elect Series 14x17-M5.10 X F5.07 - AL ) | 2096 | 3006070 | 85381090
2095 | Finished Good | Low Voltage Standoff Insulators | Thermoset DMC/BMC Insulators | Cylindrical Series (Male-Male Combination ) | 119 | CY14.14M6.15-M6.15-SS (Cyl Elect Series 14x14-M6.15 X M6.15 - SS) | 2095 | 3005953 | 85381090
2094 | Finished Good | Low Voltage Standoff Insulators | Thermoset DMC/BMC Insulators | Cylindrical Series (Male-Male Combination ) | 119 | CY14.14M6.15-M6.15-MS (Cyl Elect Series 14x14-M6.15 X M6.15 - MS ) | 2094 | 3006136 | 85381090
2093 | Finished Good | Low Voltage Standoff Insulators | Thermoset DMC/BMC Insulators | Cylindrical Series (Male-Male Combination ) | 119 | CY14.14M6.15-M6.15-BR (Cyl Elect Series 14x14-M6.15 X M6.15 - BR) | 2093 | 3006014 | 85381090
2092 | Finished Good | Low Voltage Standoff Insulators | Thermoset DMC/BMC Insulators | Cylindrical Series (Male-Male Combination ) | 119 | CY14.14M6.15-M6.15-AL (Cyl Elect Series 14x14-M6.15 X M6.15 - AL ) | 2092 | 3006075 | 85381090
2091 | Finished Good | Low Voltage Standoff Insulators | Thermoset DMC/BMC Insulators | Cylindrical Series (Male-Male Combination ) | 119 | CY14.14M6.10-M6.15-SS (Cyl Elect Series 14x14-M6.10 X M6.15 - SS) | 2091 | 3005954 | 85381090
2090 | Finished Good | Low Voltage Standoff Insulators | Thermoset DMC/BMC Insulators | Cylindrical Series (Male-Male Combination ) | 119 | CY14.14M6.10-M6.15-MS (Cyl Elect Series 14x14-M6.10 X M6.15 - MS ) | 2090 | 3006137 | 85381090
2089 | Finished Good | Low Voltage Standoff Insulators | Thermoset DMC/BMC Insulators | Cylindrical Series (Male-Male Combination ) | 119 | CY14.14M6.10-M6.15-BR (Cyl Elect Series 14x14-M6.10 X M6.15 - BR) | 2089 | 3006015 | 85381090
2088 | Finished Good | Low Voltage Standoff Insulators | Thermoset DMC/BMC Insulators | Cylindrical Series (Male-Male Combination ) | 119 | CY14.14M6.10-M6.15-AL (Cyl Elect Series 14x14-M6.10 X M6.15 - AL ) | 2088 | 3006076 | 85381090
2087 | Finished Good | Low Voltage Standoff Insulators | Thermoset DMC/BMC Insulators | Cylindrical Series (Male-Male Combination ) | 119 | CY14.14M6.10-M6.10-SS (Cyl Elect Series 14x14-M6.10 X M6.10 - SS) | 2087 | 3005955 | 85381090
2086 | Finished Good | Low Voltage Standoff Insulators | Thermoset DMC/BMC Insulators | Cylindrical Series (Male-Male Combination ) | 119 | CY14.14M6.10-M6.10-MS (Cyl Elect Series 14x14-M6.10 X M6.10 - MS ) | 2086 | 3006138 | 85381090
2085 | Finished Good | Low Voltage Standoff Insulators | Thermoset DMC/BMC Insulators | Cylindrical Series (Male-Male Combination ) | 119 | CY14.14M6.10-M6.10-BR (Cyl Elect Series 14x14-M6.10 X M6.10 - BR) | 2085 | 3006016 | 85381090
2084 | Finished Good | Low Voltage Standoff Insulators | Thermoset DMC/BMC Insulators | Cylindrical Series (Male-Male Combination ) | 119 | CY14.14M6.10-M6.10-AL (Cyl Elect Series 14x14-M6.10 X M6.10 - AL ) | 2084 | 3006077 | 85381090
2083 | Finished Good | Low Voltage Standoff Insulators | Thermoset DMC/BMC Insulators | Cylindrical Series (Male-Male Combination ) | 119 | CY14.14M5.10-M5.10-SS (Cyl Elect Series 14x14-M5.10 X M5.10 - SS) | 2083 | 3005956 | 85381090
2082 | Finished Good | Low Voltage Standoff Insulators | Thermoset DMC/BMC Insulators | Cylindrical Series (Male-Male Combination ) | 119 | CY14.14M5.10-M5.10-MS (Cyl Elect Series 14x14-M5.10 X M5.10 - MS ) | 2082 | 3006139 | 85381090
2081 | Finished Good | Low Voltage Standoff Insulators | Thermoset DMC/BMC Insulators | Cylindrical Series (Male-Male Combination ) | 119 | CY14.14M5.10-M5.10-BR (Cyl Elect Series 14x14-M5.10 X M5.10 - BR) | 2081 | 3006017 | 85381090
2080 | Finished Good | Low Voltage Standoff Insulators | Thermoset DMC/BMC Insulators | Cylindrical Series (Male-Male Combination ) | 119 | CY14.14M5.10-M5.10-AL (Cyl Elect Series 14x14-M5.10 X M5.10 - AL ) | 2080 | 3006078 | 85381090
2079 | Finished Good | Low Voltage Standoff Insulators | Thermoset DMC/BMC Insulators | Cylindrical Series (Male-Male Combination ) | 119 | CY14.14M4.10-M4.10-SS (Cyl Elect Series 14x14-M4.10 X M4.10 - SS) | 2079 | 3005957 | 85381090
2078 | Finished Good | Low Voltage Standoff Insulators | Thermoset DMC/BMC Insulators | Cylindrical Series (Male-Male Combination ) | 119 | CY14.14M4.10-M4.10-MS (Cyl Elect Series 14x14-M4.10 X M4.10 - MS ) | 2078 | 3006140 | 85381090
2077 | Finished Good | Low Voltage Standoff Insulators | Thermoset DMC/BMC Insulators | Cylindrical Series (Male-Male Combination ) | 119 | CY14.14M4.10-M4.10-BR (Cyl Elect Series 14x14-M4.10 X M4.10 - BR) | 2077 | 3006018 | 85381090
2076 | Finished Good | Low Voltage Standoff Insulators | Thermoset DMC/BMC Insulators | Cylindrical Series (Male-Male Combination ) | 119 | CY14.14M4.10-M4.10-AL (Cyl Elect Series 14x14-M4.10 X M4.10 - AL ) | 2076 | 3006079 | 85381090
2075 | Finished Good | Low Voltage Standoff Insulators | Thermoset DMC/BMC Insulators | Cylindrical Series (Male-Male Combination ) | 119 | CY10.10-M3.10-M3.10-SS (Cyl Elect Series 10x10-M3.10 X M3.10 - SS) | 2075 | 3005958 | 85381090
2074 | Finished Good | Low Voltage Standoff Insulators | Thermoset DMC/BMC Insulators | Cylindrical Series (Male-Male Combination ) | 119 | CY10.10-M3.10-M3.10-MS (Cyl Elect Series 10x10-M3.10 X M3.10 - MS ) | 2074 | 3006141 | 85381090
2073 | Finished Good | Low Voltage Standoff Insulators | Thermoset DMC/BMC Insulators | Cylindrical Series (Male-Male Combination ) | 119 | CY10.10-M3.10-M3.10-BR (Cyl Elect Series 10x10-M3.10 X M3.10 - BR) | 2073 | 3006019 | 85381090
2072 | Finished Good | Low Voltage Standoff Insulators | Thermoset DMC/BMC Insulators | Cylindrical Series (Male-Male Combination ) | 119 | CY10.10-M3.10-M3.10-AL (Cyl Elect Series 10x10-M3.10 X M3.10 - AL ) | 2072 | 3006080 | 85381090
2071 | Finished Good | Low Voltage Standoff Insulators | Thermoset DMC/BMC Insulators | Cylindrical Series (Male-Male Combination ) | 119 | CY10.10-M3.08-M3.08-SS (Cyl Elect Series 10x10-M3.08 X M3.08 - SS) | 2071 | 3005959 | 85381090
2070 | Finished Good | Low Voltage Standoff Insulators | Thermoset DMC/BMC Insulators | Cylindrical Series (Male-Male Combination ) | 119 | CY10.10-M3.08-M3.08-MS (Cyl Elect Series 10x10-M3.08 X M3.08 - MS ) | 2070 | 3006142 | 85381090
2069 | Finished Good | Low Voltage Standoff Insulators | Thermoset DMC/BMC Insulators | Cylindrical Series (Male-Male Combination ) | 119 | CY10.10-M3.08-M3.08-BR (Cyl Elect Series 10x10-M3.08 X M3.08 - BR) | 2069 | 3006020 | 85381090
2068 | Finished Good | Low Voltage Standoff Insulators | Thermoset DMC/BMC Insulators | Cylindrical Series (Male-Male Combination ) | 119 | CY10.10-M3.08-M3.08-AL (Cyl Elect Series 10x10-M3.08 X M3.08 - AL ) | 2068 | 3006081 | 85381090
2067 | Finished Good | Low Voltage Standoff Insulators | Thermoset DMC/BMC Insulators | Cylindrical Series (Male-Male Combination ) | 119 | CY10.10-M3.05-M3.10-SS (Cyl Elect Series 10x10-M3.05 X M3.10 - SS) | 2067 | 3005960 | 85381090
2066 | Finished Good | Low Voltage Standoff Insulators | Thermoset DMC/BMC Insulators | Cylindrical Series (Male-Male Combination ) | 119 | CY10.10-M3.05-M3.10-MS (Cyl Elect Series 10x10-M3.05 X M3.10 - MS ) | 2066 | 3006143 | 85381090
2065 | Finished Good | Low Voltage Standoff Insulators | Thermoset DMC/BMC Insulators | Cylindrical Series (Male-Male Combination ) | 119 | CY10.10-M3.05-M3.10-BR (Cyl Elect Series 10x10-M3.05 X M3.10 - BR) | 2065 | 3006021 | 85381090
2064 | Finished Good | Low Voltage Standoff Insulators | Thermoset DMC/BMC Insulators | Cylindrical Series (Male-Male Combination ) | 119 | CY10.10-M3.05-M3.10-AL (Cyl Elect Series 10x10-M3.05 X M3.10 - AL ) | 2064 | 3006082 | 85381090
2063 | Finished Good | Low Voltage Standoff Insulators | Thermoset DMC/BMC Insulators | Cylindrical Series (Male-Male Combination ) | 119 | CY10.10-M3.05-M3.05-SS (Cyl Elect Series 10x10-M3.05 X M3.05 - SS) | 2063 | 3005961 | 85381090
2062 | Finished Good | Low Voltage Standoff Insulators | Thermoset DMC/BMC Insulators | Cylindrical Series (Male-Male Combination ) | 119 | CY10.10-M3.05-M3.05-MS (Cyl Elect Series 10x10-M3.05 X M3.05 - MS ) | 2062 | 3006144 | 85381090
2061 | Finished Good | Low Voltage Standoff Insulators | Thermoset DMC/BMC Insulators | Cylindrical Series (Male-Male Combination ) | 119 | CY10.10-M3.05-M3.05-BR (Cyl Elect Series 10x10-M3.05 X M3.05 - BR) | 2061 | 3006022 | 85381090
2060 | Finished Good | Low Voltage Standoff Insulators | Thermoset DMC/BMC Insulators | Cylindrical Series (Male-Male Combination ) | 119 | CY10.10-M3.05-M3.05-AL (Cyl Elect Series 10x10-M3.05 X M3.05 - AL ) | 2060 | 3006083 | 85381090
2059 | Finished Good | Low Voltage Standoff Insulators | Thermoset DMC/BMC Insulators | Cylindrical Insulator | 117 | CY 6060(M12) -SS (Cylindrical Insulator ?60 x 60 mm - M12 SS Insert) | 2059 | 3005906 | 85381090
2058 | Finished Good | Low Voltage Standoff Insulators | Thermoset DMC/BMC Insulators | Cylindrical Insulator | 117 | Cy 6060(M12) -MS (Cylindrical Insulator ?60 x 60 mm - M12 MS Insert) | 2058 | 3006089 | 85381090
2057 | Finished Good | Low Voltage Standoff Insulators | Thermoset DMC/BMC Insulators | Cylindrical Insulator | 117 | CY 6060(M12) -BR (Cylindrical Insulator ?60 x 60 mm - M12 BR Insert) | 2057 | 3005967 | 85381090
2056 | Finished Good | Low Voltage Standoff Insulators | Thermoset DMC/BMC Insulators | Cylindrical Insulator | 117 | CY 6060(M12) -AL (Cylindrical Insulator ?60 x 60 mm - M12 AL Insert) | 2056 | 3006028 | 85381090
2055 | Finished Good | Low Voltage Standoff Insulators | Thermoset DMC/BMC Insulators | Cylindrical Insulator | 117 | CY 6060(M10) -SS (Cylindrical Insulator ?60 x 60 mm - M10 SS Insert) | 2055 | 3005907 | 85381090
2054 | Finished Good | Low Voltage Standoff Insulators | Thermoset DMC/BMC Insulators | Cylindrical Insulator | 117 | Cy 6060(M10) -MS (Cylindrical Insulator ?60 x 60 mm - M10 MS Insert) | 2054 | 3006090 | 85381090
2053 | Finished Good | Low Voltage Standoff Insulators | Thermoset DMC/BMC Insulators | Cylindrical Insulator | 117 | CY 6060(M10) -BR (Cylindrical Insulator ?60 x 60 mm - M10 BR Insert) | 2053 | 3005968 | 85381090
2052 | Finished Good | Low Voltage Standoff Insulators | Thermoset DMC/BMC Insulators | Cylindrical Insulator | 117 | CY 6060(M10) -AL (Cylindrical Insulator ?60 x 60 mm - M10 AL Insert) | 2052 | 3006029 | 85381090
2051 | Finished Good | Low Voltage Standoff Insulators | Thermoset DMC/BMC Insulators | Cylindrical Insulator | 117 | CY 5060(M12) -SS (Cylindrical Insulator ?50 x 60 mm - M12 SS Insert) | 2051 | 3005908 | 85381090
2050 | Finished Good | Low Voltage Standoff Insulators | Thermoset DMC/BMC Insulators | Cylindrical Insulator | 117 | Cy 5060(M12) -MS (Cylindrical Insulator ?50 x 60 mm - M12 MS Insert) | 2050 | 3006091 | 85381090
2049 | Finished Good | Low Voltage Standoff Insulators | Thermoset DMC/BMC Insulators | Cylindrical Insulator | 117 | CY 5060(M12) -BR (Cylindrical Insulator ?50 x 60 mm - M12 BR Insert) | 2049 | 3005969 | 85381090
2048 | Finished Good | Low Voltage Standoff Insulators | Thermoset DMC/BMC Insulators | Cylindrical Insulator | 117 | CY 5060(M12) -AL (Cylindrical Insulator ?50 x 60 mm - M12 AL Insert) | 2048 | 3006030 | 85381090
2047 | Finished Good | Low Voltage Standoff Insulators | Thermoset DMC/BMC Insulators | Cylindrical Insulator | 117 | CY 5060(M10) -SS (Cylindrical Insulator ?50 x 60 mm - M10 SS Insert) | 2047 | 3005909 | 85381090
2046 | Finished Good | Low Voltage Standoff Insulators | Thermoset DMC/BMC Insulators | Cylindrical Insulator | 117 | Cy 5060(M10) -MS (Cylindrical Insulator ?50 x 60 mm - M10 MS Insert) | 2046 | 3006092 | 85381090
2045 | Finished Good | Low Voltage Standoff Insulators | Thermoset DMC/BMC Insulators | Cylindrical Insulator | 117 | CY 5060(M10) -BR (Cylindrical Insulator ?50 x 60 mm - M10 BR Insert) | 2045 | 3005970 | 85381090
2044 | Finished Good | Low Voltage Standoff Insulators | Thermoset DMC/BMC Insulators | Cylindrical Insulator | 117 | CY 5060(M10) -AL (Cylindrical Insulator ?50 x 60 mm - M10 AL Insert) | 2044 | 3006031 | 85381090
2043 | Finished Good | Low Voltage Standoff Insulators | Thermoset DMC/BMC Insulators | Cylindrical Insulator | 117 | CY 5050(M12) -SS (Cylindrical Insulator ?50 x 50 mm - M12 SS Insert) | 2043 | 3005917 | 85381090
2042 | Finished Good | Low Voltage Standoff Insulators | Thermoset DMC/BMC Insulators | Cylindrical Insulator | 117 | Cy 5050(M12) -MS (Cylindrical Insulator ?50 x 50 mm - M12 MS Insert) | 2042 | 3006100 | 85381090
2041 | Finished Good | Low Voltage Standoff Insulators | Thermoset DMC/BMC Insulators | Cylindrical Insulator | 117 | CY 5050(M12) -BR (Cylindrical Insulator ?50 x 50 mm - M12 BR Insert) | 2041 | 3005978 | 85381090
2040 | Finished Good | Low Voltage Standoff Insulators | Thermoset DMC/BMC Insulators | Cylindrical Insulator | 117 | CY 5050(M12) -AL (Cylindrical Insulator ?50 x 50 mm - M12 AL Insert) | 2040 | 3006039 | 85381090
2039 | Finished Good | Low Voltage Standoff Insulators | Thermoset DMC/BMC Insulators | Cylindrical Insulator | 117 | CY 5050(M10) -SS (Cylindrical Insulator ?50 x 50 mm - M10 SS Insert) | 2039 | 3005918 | 85381090
2038 | Finished Good | Low Voltage Standoff Insulators | Thermoset DMC/BMC Insulators | Cylindrical Insulator | 117 | Cy 5050(M10) -MS (Cylindrical Insulator ?50 x 50 mm - M10 MS Insert) | 2038 | 3006101 | 85381090
2037 | Finished Good | Low Voltage Standoff Insulators | Thermoset DMC/BMC Insulators | Cylindrical Insulator | 117 | CY 5050(M10) -BR (Cylindrical Insulator ?50 x 50 mm - M10 BR Insert) | 2037 | 3005979 | 85381090
2036 | Finished Good | Low Voltage Standoff Insulators | Thermoset DMC/BMC Insulators | Cylindrical Insulator | 117 | CY 5050(M10) -AL (Cylindrical Insulator ?50 x 50 mm - M10 AL Insert) | 2036 | 3006040 | 85381090
2035 | Finished Good | Low Voltage Standoff Insulators | Thermoset DMC/BMC Insulators | Cylindrical Insulator | 117 | CY 4550(M10) -SS (Cylindrical Insulator ?45 x 50 mm - M10 SS Insert) | 2035 | 3005919 | 85381090
2034 | Finished Good | Low Voltage Standoff Insulators | Thermoset DMC/BMC Insulators | Cylindrical Insulator | 117 | Cy 4550(M10) -MS (Cylindrical Insulator ?45 x 50 mm - M10 MS Insert) | 2034 | 3006102 | 85381090
2033 | Finished Good | Low Voltage Standoff Insulators | Thermoset DMC/BMC Insulators | Cylindrical Insulator | 117 | CY 4550(M10) -BR (Cylindrical Insulator ?45 x 50 mm - M10 BR Insert) | 2033 | 3005980 | 85381090
2032 | Finished Good | Low Voltage Standoff Insulators | Thermoset DMC/BMC Insulators | Cylindrical Insulator | 117 | CY 4550(M10) -AL (Cylindrical Insulator ?45 x 50 mm - M10 AL Insert) | 2032 | 3006041 | 85381090
2031 | Finished Good | Low Voltage Standoff Insulators | Thermoset DMC/BMC Insulators | Cylindrical Insulator | 117 | CY 4540(M10) -SS (Cylindrical Insulator ?45 x 40 mm - M10 SS Insert) | 2031 | 3005930 | 85381090
2030 | Finished Good | Low Voltage Standoff Insulators | Thermoset DMC/BMC Insulators | Cylindrical Insulator | 117 | Cy 4540(M10) -MS (Cylindrical Insulator ?45 x 40 mm - M10 MS Insert) | 2030 | 3006113 | 85381090
2029 | Finished Good | Low Voltage Standoff Insulators | Thermoset DMC/BMC Insulators | Cylindrical Insulator | 117 | CY 4540(M10) -BR (Cylindrical Insulator ?45 x 40 mm - M10 BR Insert) | 2029 | 3005991 | 85381090
2028 | Finished Good | Low Voltage Standoff Insulators | Thermoset DMC/BMC Insulators | Cylindrical Insulator | 117 | CY 4540(M10) -AL (Cylindrical Insulator ?45 x 40 mm - M10 AL Insert) | 2028 | 3006052 | 85381090
2027 | Finished Good | Low Voltage Standoff Insulators | Thermoset DMC/BMC Insulators | Cylindrical Insulator | 117 | CY 4535(M10) -SS (Cylindrical Insulator ?45 x 35 mm - M10 SS Insert) | 2027 | 3005937 | 85381090
2026 | Finished Good | Low Voltage Standoff Insulators | Thermoset DMC/BMC Insulators | Cylindrical Insulator | 117 | Cy 4535(M10) -MS (Cylindrical Insulator ?45 x 35 mm - M10 MS Insert) | 2026 | 3006120 | 85381090
2025 | Finished Good | Low Voltage Standoff Insulators | Thermoset DMC/BMC Insulators | Cylindrical Insulator | 117 | CY 4535(M10) -BR (Cylindrical Insulator ?45 x 35 mm - M10 BR Insert) | 2025 | 3005998 | 85381090
2024 | Finished Good | Low Voltage Standoff Insulators | Thermoset DMC/BMC Insulators | Cylindrical Insulator | 117 | CY 4535(M10) -AL (Cylindrical Insulator ?45 x 35 mm - M10 AL Insert) | 2024 | 3006059 | 85381090
2023 | Finished Good | Low Voltage Standoff Insulators | Thermoset DMC/BMC Insulators | Cylindrical Insulator | 117 | CY 4050(M8) -SS (Cylindrical Insulator ?40 x 50 mm - M8 SS Insert) | 2023 | 3005922 | 85381090
2022 | Finished Good | Low Voltage Standoff Insulators | Thermoset DMC/BMC Insulators | Cylindrical Insulator | 117 | Cy 4050(M8) -MS (Cylindrical Insulator ?40 x 50 mm - M8 MS Insert) | 2022 | 3006105 | 85381090
2021 | Finished Good | Low Voltage Standoff Insulators | Thermoset DMC/BMC Insulators | Cylindrical Insulator | 117 | CY 4050(M8) -BR (Cylindrical Insulator ?40 x 50 mm - M8 BR Insert) | 2021 | 3005983 | 85381090
2020 | Finished Good | Low Voltage Standoff Insulators | Thermoset DMC/BMC Insulators | Cylindrical Insulator | 117 | CY 4050(M8) -AL (Cylindrical Insulator ?40 x 50 mm - M8 AL Insert) | 2020 | 3006044 | 85381090
2019 | Finished Good | Low Voltage Standoff Insulators | Thermoset DMC/BMC Insulators | Cylindrical Insulator | 117 | CY 4050(M10) -SS (Cylindrical Insulator ?40 x 50 mm - M10 SS Insert) | 2019 | 3005921 | 85381090
2018 | Finished Good | Low Voltage Standoff Insulators | Thermoset DMC/BMC Insulators | Cylindrical Insulator | 117 | Cy 4050(M10) -MS (Cylindrical Insulator ?40 x 50 mm - M10 MS Insert) | 2018 | 3006104 | 85381090
2017 | Finished Good | Low Voltage Standoff Insulators | Thermoset DMC/BMC Insulators | Cylindrical Insulator | 117 | CY 4050(M10) -BR (Cylindrical Insulator ?40 x 50 mm - M10 BR Insert) | 2017 | 3005982 | 85381090
2016 | Finished Good | Low Voltage Standoff Insulators | Thermoset DMC/BMC Insulators | Cylindrical Insulator | 117 | CY 4050(M10) -AL (Cylindrical Insulator ?40 x 50 mm - M10 AL Insert) | 2016 | 3006043 | 85381090
2015 | Finished Good | Low Voltage Standoff Insulators | Thermoset DMC/BMC Insulators | Cylindrical Insulator | 117 | CY 4040(M8) -SS (Cylindrical Insulator ?40 x 40 mm - M8 SS Insert) | 2015 | 3005931 | 85381090
2014 | Finished Good | Low Voltage Standoff Insulators | Thermoset DMC/BMC Insulators | Cylindrical Insulator | 117 | Cy 4040(M8) -MS (Cylindrical Insulator ?40 x 40 mm - M8 MS Insert) | 2014 | 3006114 | 85381090
2013 | Finished Good | Low Voltage Standoff Insulators | Thermoset DMC/BMC Insulators | Cylindrical Insulator | 117 | CY 4040(M8) -BR (Cylindrical Insulator ?40 x 40 mm - M8 BR Insert) | 2013 | 3005992 | 85381090
2012 | Finished Good | Low Voltage Standoff Insulators | Thermoset DMC/BMC Insulators | Cylindrical Insulator | 117 | CY 4040(M8) -AL (Cylindrical Insulator ?40 x 40 mm - M8 AL Insert) | 2012 | 3006053 | 85381090
2011 | Finished Good | Low Voltage Standoff Insulators | Thermoset DMC/BMC Insulators | Cylindrical Insulator | 117 | CY 4040(M10) -SS (Cylindrical Insulator ?40 x 40 mm - M10 SS Insert) | 2011 | 3005929 | 85381090
2010 | Finished Good | Low Voltage Standoff Insulators | Thermoset DMC/BMC Insulators | Cylindrical Insulator | 117 | Cy 4040(M10) -MS (Cylindrical Insulator ?40 x 40 mm - M10 MS Insert) | 2010 | 3006112 | 85381090
2009 | Finished Good | Low Voltage Standoff Insulators | Thermoset DMC/BMC Insulators | Cylindrical Insulator | 117 | CY 4040(M10) -BR (Cylindrical Insulator ?40 x 40 mm - M10 BR Insert) | 2009 | 3005990 | 85381090
2008 | Finished Good | Low Voltage Standoff Insulators | Thermoset DMC/BMC Insulators | Cylindrical Insulator | 117 | CY 4040(M10) -AL (Cylindrical Insulator ?40 x 40 mm - M10 AL Insert) | 2008 | 3006051 | 85381090
2007 | Finished Good | Low Voltage Standoff Insulators | Thermoset DMC/BMC Insulators | Cylindrical Insulator | 117 | CY 3076(M10) -SS (Cylindrical Insulator ?30 x 76 mm - M10 SS Insert) | 2007 | 3005902 | 85381090
2006 | Finished Good | Low Voltage Standoff Insulators | Thermoset DMC/BMC Insulators | Cylindrical Insulator | 117 | Cy 3076(M10) -MS (Cylindrical Insulator ?30 x 76 mm - M10 MS Insert) | 2006 | 3006085 | 85381090
2005 | Finished Good | Low Voltage Standoff Insulators | Thermoset DMC/BMC Insulators | Cylindrical Insulator | 117 | CY 3076(M10) -BR (Cylindrical Insulator ?30 x 76 mm - M10 BR Insert) | 2005 | 3005963 | 85381090
2004 | Finished Good | Low Voltage Standoff Insulators | Thermoset DMC/BMC Insulators | Cylindrical Insulator | 117 | CY 3076(M10) -AL (Cylindrical Insulator ?30 x 76 mm - M10 AL Insert) | 2004 | 3006024 | 85381090
2003 | Finished Good | Low Voltage Standoff Insulators | Thermoset DMC/BMC Insulators | Cylindrical Insulator | 117 | CY 3060(M8) -SS (Cylindrical Insulator ?30 x 60 mm - M8 SS Insert) | 2003 | 3005911 | 85381090
2002 | Finished Good | Low Voltage Standoff Insulators | Thermoset DMC/BMC Insulators | Cylindrical Insulator | 117 | Cy 3060(M8) -MS (Cylindrical Insulator ?30 x 60 mm - M8 MS Insert) | 2002 | 3006094 | 85381090
2001 | Finished Good | Low Voltage Standoff Insulators | Thermoset DMC/BMC Insulators | Cylindrical Insulator | 117 | CY 3060(M8) -BR (Cylindrical Insulator ?30 x 60 mm - M8 BR Insert) | 2001 | 3005972 | 85381090
2000 | Finished Good | Low Voltage Standoff Insulators | Thermoset DMC/BMC Insulators | Cylindrical Insulator | 117 | CY 3060(M8) -AL (Cylindrical Insulator ?30 x 60 mm - M8 AL Insert) | 2000 | 3006033 | 85381090
1999 | Finished Good | Low Voltage Standoff Insulators | Thermoset DMC/BMC Insulators | Cylindrical Insulator | 117 | CY 3060(M6) -SS (Cylindrical Insulator ?30 x 60 mm - M6 SS Insert) | 1999 | 3005912 | 85381090
1998 | Finished Good | Low Voltage Standoff Insulators | Thermoset DMC/BMC Insulators | Cylindrical Insulator | 117 | Cy 3060(M6) -MS (Cylindrical Insulator ?30 x 60 mm - M6 MS Insert) | 1998 | 3006095 | 85381090
1997 | Finished Good | Low Voltage Standoff Insulators | Thermoset DMC/BMC Insulators | Cylindrical Insulator | 117 | CY 3060(M6) -BR (Cylindrical Insulator ?30 x 60 mm - M6 BR Insert) | 1997 | 3005973 | 85381090
1996 | Finished Good | Low Voltage Standoff Insulators | Thermoset DMC/BMC Insulators | Cylindrical Insulator | 117 | CY 3060(M6) -AL (Cylindrical Insulator ?30 x 60 mm - M6 AL Insert) | 1996 | 3006034 | 85381090
1995 | Finished Good | Low Voltage Standoff Insulators | Thermoset DMC/BMC Insulators | Cylindrical Insulator | 117 | CY 3060(M10) -SS (Cylindrical Insulator ?30 x 60 mm - M10 SS Insert) | 1995 | 3005910 | 85381090
1994 | Finished Good | Low Voltage Standoff Insulators | Thermoset DMC/BMC Insulators | Cylindrical Insulator | 117 | Cy 3060(M10) -MS (Cylindrical Insulator ?30 x 60 mm - M10 MS Insert) | 1994 | 3006093 | 85381090
1993 | Finished Good | Low Voltage Standoff Insulators | Thermoset DMC/BMC Insulators | Cylindrical Insulator | 117 | CY 3060(M10) -BR (Cylindrical Insulator ?30 x 60 mm - M10 BR Insert) | 1993 | 3005971 | 85381090
1992 | Finished Good | Low Voltage Standoff Insulators | Thermoset DMC/BMC Insulators | Cylindrical Insulator | 117 | CY 3060(M10) -AL (Cylindrical Insulator ?30 x 60 mm - M10 AL Insert) | 1992 | 3006032 | 85381090
1991 | Finished Good | Low Voltage Standoff Insulators | Thermoset DMC/BMC Insulators | Cylindrical Insulator | 117 | CY 3051(M8) -SS (Cylindrical Insulator ?30 x 51 mm - M8 SS Insert) | 1991 | 3005916 | 85381090
1990 | Finished Good | Low Voltage Standoff Insulators | Thermoset DMC/BMC Insulators | Cylindrical Insulator | 117 | Cy 3051(M8) -MS (Cylindrical Insulator ?30 x 51 mm - M8 MS Insert) | 1990 | 3006099 | 85381090
1989 | Finished Good | Low Voltage Standoff Insulators | Thermoset DMC/BMC Insulators | Cylindrical Insulator | 117 | CY 3051(M8) -BR (Cylindrical Insulator ?30 x 51 mm - M8 BR Insert) | 1989 | 3005977 | 85381090
1988 | Finished Good | Low Voltage Standoff Insulators | Thermoset DMC/BMC Insulators | Cylindrical Insulator | 117 | CY 3051(M8) -AL (Cylindrical Insulator ?30 x 51 mm - M8 AL Insert) | 1988 | 3006038 | 85381090
1987 | Finished Good | Low Voltage Standoff Insulators | Thermoset DMC/BMC Insulators | Cylindrical Insulator | 117 | CY 3050(M8) -SS (Cylindrical Insulator ?30 x 50 mm - M8 SS Insert) | 1987 | 3005924 | 85381090
1986 | Finished Good | Low Voltage Standoff Insulators | Thermoset DMC/BMC Insulators | Cylindrical Insulator | 117 | Cy 3050(M8) -MS (Cylindrical Insulator ?30 x 50 mm - M8 MS Insert) | 1986 | 3006107 | 85381090
1985 | Finished Good | Low Voltage Standoff Insulators | Thermoset DMC/BMC Insulators | Cylindrical Insulator | 117 | CY 3050(M8) -BR (Cylindrical Insulator ?30 x 50 mm - M8 BR Insert) | 1985 | 3005985 | 85381090
1984 | Finished Good | Low Voltage Standoff Insulators | Thermoset DMC/BMC Insulators | Cylindrical Insulator | 117 | CY 3050(M8) -AL (Cylindrical Insulator ?30 x 50 mm - M8 AL Insert) | 1984 | 3006046 | 85381090
1983 | Finished Good | Low Voltage Standoff Insulators | Thermoset DMC/BMC Insulators | Cylindrical Insulator | 117 | CY 3050(M6) -SS (Cylindrical Insulator ?30 x 50 mm - M6 SS Insert) | 1983 | 3005925 | 85381090
1982 | Finished Good | Low Voltage Standoff Insulators | Thermoset DMC/BMC Insulators | Cylindrical Insulator | 117 | Cy 3050(M6) -MS (Cylindrical Insulator ?30 x 50 mm - M6 MS Insert) | 1982 | 3006108 | 85381090
1981 | Finished Good | Low Voltage Standoff Insulators | Thermoset DMC/BMC Insulators | Cylindrical Insulator | 117 | CY 3050(M6) -BR (Cylindrical Insulator ?30 x 50 mm - M6 BR Insert) | 1981 | 3005986 | 85381090
1980 | Finished Good | Low Voltage Standoff Insulators | Thermoset DMC/BMC Insulators | Cylindrical Insulator | 117 | CY 3050(M6) -AL (Cylindrical Insulator ?30 x 50 mm - M6 AL Insert) | 1980 | 3006047 | 85381090
1979 | Finished Good | Low Voltage Standoff Insulators | Thermoset DMC/BMC Insulators | Cylindrical Insulator | 117 | CY 3050(M10) -SS (Cylindrical Insulator ?30 x 50 mm - M10 SS Insert) | 1979 | 3005923 | 85381090
1978 | Finished Good | Low Voltage Standoff Insulators | Thermoset DMC/BMC Insulators | Cylindrical Insulator | 117 | Cy 3050(M10) -MS (Cylindrical Insulator ?30 x 50 mm - M10 MS Insert) | 1978 | 3006106 | 85381090
1977 | Finished Good | Low Voltage Standoff Insulators | Thermoset DMC/BMC Insulators | Cylindrical Insulator | 117 | CY 3050(M10) -BR (Cylindrical Insulator ?30 x 50 mm - M10 BR Insert) | 1977 | 3005984 | 85381090
1976 | Finished Good | Low Voltage Standoff Insulators | Thermoset DMC/BMC Insulators | Cylindrical Insulator | 117 | CY 3050(M10) -AL (Cylindrical Insulator ?30 x 50 mm - M10 AL Insert) | 1976 | 3006045 | 85381090
1975 | Finished Good | Low Voltage Standoff Insulators | Thermoset DMC/BMC Insulators | Cylindrical Insulator | 117 | CY 3045(M10) -SS (Cylindrical Insulator ?30 x 45 mm - M10 SS Insert) | 1975 | 3005928 | 85381090
1974 | Finished Good | Low Voltage Standoff Insulators | Thermoset DMC/BMC Insulators | Cylindrical Insulator | 117 | Cy 3045(M10) -MS (Cylindrical Insulator ?30 x 45 mm - M10 MS Insert) | 1974 | 3006111 | 85381090
1973 | Finished Good | Low Voltage Standoff Insulators | Thermoset DMC/BMC Insulators | Cylindrical Insulator | 117 | CY 3045(M10) -BR (Cylindrical Insulator ?30 x 45 mm - M10 BR Insert) | 1973 | 3005989 | 85381090
1972 | Finished Good | Low Voltage Standoff Insulators | Thermoset DMC/BMC Insulators | Cylindrical Insulator | 117 | CY 3045(M10) -AL (Cylindrical Insulator ?30 x 45 mm - M10 AL Insert) | 1972 | 3006050 | 85381090
1971 | Finished Good | Low Voltage Standoff Insulators | Thermoset DMC/BMC Insulators | Cylindrical Insulator | 117 | CY 3040(M8) -SS (Cylindrical Insulator ?30 x 40 mm - M8 SS Insert) | 1971 | 3005933 | 85381090
1970 | Finished Good | Low Voltage Standoff Insulators | Thermoset DMC/BMC Insulators | Cylindrical Insulator | 117 | Cy 3040(M8) -MS (Cylindrical Insulator ?30 x 40 mm - M8 MS Insert) | 1970 | 3006116 | 85381090
1969 | Finished Good | Low Voltage Standoff Insulators | Thermoset DMC/BMC Insulators | Cylindrical Insulator | 117 | CY 3040(M8) -BR (Cylindrical Insulator ?30 x 40 mm - M8 BR Insert) | 1969 | 3005994 | 85381090
1968 | Finished Good | Low Voltage Standoff Insulators | Thermoset DMC/BMC Insulators | Cylindrical Insulator | 117 | CY 3040(M8) -AL (Cylindrical Insulator ?30 x 40 mm - M8 AL Insert) | 1968 | 3006055 | 85381090
1967 | Finished Good | Low Voltage Standoff Insulators | Thermoset DMC/BMC Insulators | Cylindrical Insulator | 117 | CY 3040(M6) -SS (Cylindrical Insulator ?30 x 40 mm - M6 SS Insert) | 1967 | 3005934 | 85381090
1966 | Finished Good | Low Voltage Standoff Insulators | Thermoset DMC/BMC Insulators | Cylindrical Insulator | 117 | Cy 3040(M6) -MS (Cylindrical Insulator ?30 x 40 mm - M6 MS Insert) | 1966 | 3006117 | 85381090
1965 | Finished Good | Low Voltage Standoff Insulators | Thermoset DMC/BMC Insulators | Cylindrical Insulator | 117 | CY 3040(M6) -BR (Cylindrical Insulator ?30 x 40 mm - M6 BR Insert) | 1965 | 3005995 | 85381090
1964 | Finished Good | Low Voltage Standoff Insulators | Thermoset DMC/BMC Insulators | Cylindrical Insulator | 117 | CY 3040(M6) -AL (Cylindrical Insulator ?30 x 40 mm - M6 AL Insert) | 1964 | 3006056 | 85381090
1963 | Finished Good | Low Voltage Standoff Insulators | Thermoset DMC/BMC Insulators | Cylindrical Insulator | 117 | CY 3040(M10) -SS (Cylindrical Insulator ?30 x 40 mm - M10 SS Insert) | 1963 | 3005932 | 85381090
1962 | Finished Good | Low Voltage Standoff Insulators | Thermoset DMC/BMC Insulators | Cylindrical Insulator | 117 | Cy 3040(M10) -MS (Cylindrical Insulator ?30 x 40 mm - M10 MS Insert) | 1962 | 3006115 | 85381090
1961 | Finished Good | Low Voltage Standoff Insulators | Thermoset DMC/BMC Insulators | Cylindrical Insulator | 117 | CY 3040(M10) -BR (Cylindrical Insulator ?30 x 40 mm - M10 BR Insert) | 1961 | 3005993 | 85381090
1960 | Finished Good | Low Voltage Standoff Insulators | Thermoset DMC/BMC Insulators | Cylindrical Insulator | 117 | CY 3040(M10) -AL (Cylindrical Insulator ?30 x 40 mm - M10 AL Insert) | 1960 | 3006054 | 85381090
1959 | Finished Good | Low Voltage Standoff Insulators | Thermoset DMC/BMC Insulators | Cylindrical Insulator | 117 | CY 3036(M8) -SS (Cylindrical Insulator ?30 x 36 mm - M8 SS Insert) | 1959 | 3005936 | 85381090
1958 | Finished Good | Low Voltage Standoff Insulators | Thermoset DMC/BMC Insulators | Cylindrical Insulator | 117 | Cy 3036(M8) -MS (Cylindrical Insulator ?30 x 36 mm - M8 MS Insert) | 1958 | 3006119 | 85381090
1957 | Finished Good | Low Voltage Standoff Insulators | Thermoset DMC/BMC Insulators | Cylindrical Insulator | 117 | CY 3036(M8) -BR (Cylindrical Insulator ?30 x 36 mm - M8 BR Insert) | 1957 | 3005997 | 85381090
1956 | Finished Good | Low Voltage Standoff Insulators | Thermoset DMC/BMC Insulators | Cylindrical Insulator | 117 | CY 3036(M8) -AL (Cylindrical Insulator ?30 x 36 mm - M8 AL Insert) | 1956 | 3006058 | 85381090
1955 | Finished Good | Low Voltage Standoff Insulators | Thermoset DMC/BMC Insulators | Cylindrical Insulator | 117 | CY 3030(M8) -SS (Cylindrical Insulator ?30 x 30 mm - M8 SS Insert) | 1955 | 3005939 | 85381090
1954 | Finished Good | Low Voltage Standoff Insulators | Thermoset DMC/BMC Insulators | Cylindrical Insulator | 117 | Cy 3030(M8) -MS (Cylindrical Insulator ?30 x 30 mm - M8 MS Insert) | 1954 | 3006122 | 85381090
1953 | Finished Good | Low Voltage Standoff Insulators | Thermoset DMC/BMC Insulators | Cylindrical Insulator | 117 | CY 3030(M8) -BR (Cylindrical Insulator ?30 x 30 mm - M8 BR Insert) | 1953 | 3006000 | 85381090
1952 | Finished Good | Low Voltage Standoff Insulators | Thermoset DMC/BMC Insulators | Cylindrical Insulator | 117 | CY 3030(M8) -AL (Cylindrical Insulator ?30 x 30 mm - M8 AL Insert) | 1952 | 3006061 | 85381090
1951 | Finished Good | Low Voltage Standoff Insulators | Thermoset DMC/BMC Insulators | Cylindrical Insulator | 117 | CY 3030(M6) -SS (Cylindrical Insulator ?30 x 30 mm - M6 SS Insert) | 1951 | 3005940 | 85381090
1950 | Finished Good | Low Voltage Standoff Insulators | Thermoset DMC/BMC Insulators | Cylindrical Insulator | 117 | Cy 3030(M6) -MS (Cylindrical Insulator ?30 x 30 mm - M6 MS Insert) | 1950 | 3006123 | 85381090
1949 | Finished Good | Low Voltage Standoff Insulators | Thermoset DMC/BMC Insulators | Cylindrical Insulator | 117 | CY 3030(M6) -BR (Cylindrical Insulator ?30 x 30 mm - M6 BR Insert) | 1949 | 3006001 | 85381090
1948 | Finished Good | Low Voltage Standoff Insulators | Thermoset DMC/BMC Insulators | Cylindrical Insulator | 117 | CY 3030(M6) -AL (Cylindrical Insulator ?30 x 30 mm - M6 AL Insert) | 1948 | 3006062 | 85381090
1947 | Finished Good | Low Voltage Standoff Insulators | Thermoset DMC/BMC Insulators | Cylindrical Insulator | 117 | CY 3030(M10) -SS (Cylindrical Insulator ?30 x 30 mm - M10 SS Insert) | 1947 | 3005938 | 85381090
1946 | Finished Good | Low Voltage Standoff Insulators | Thermoset DMC/BMC Insulators | Cylindrical Insulator | 117 | Cy 3030(M10) -MS (Cylindrical Insulator ?30 x 30 mm - M10 MS Insert) | 1946 | 3006121 | 85381090
1945 | Finished Good | Low Voltage Standoff Insulators | Thermoset DMC/BMC Insulators | Cylindrical Insulator | 117 | CY 3030(M10) -BR (Cylindrical Insulator ?30 x 30 mm - M10 BR Insert) | 1945 | 3005999 | 85381090
1944 | Finished Good | Low Voltage Standoff Insulators | Thermoset DMC/BMC Insulators | Cylindrical Insulator | 117 | CY 3030(M10) -AL (Cylindrical Insulator ?30 x 30 mm - M10 AL Insert) | 1944 | 3006060 | 85381090
1943 | Finished Good | Low Voltage Standoff Insulators | Thermoset DMC/BMC Insulators | Cylindrical Insulator | 117 | CY 2690(M6) -SS (Cylindrical Insulator ?26 x 90 mm - M6 SS Insert) | 1943 | 3005901 | 85381090
1942 | Finished Good | Low Voltage Standoff Insulators | Thermoset DMC/BMC Insulators | Cylindrical Insulator | 117 | Cy 2690(M6) -MS (Cylindrical Insulator ?26 x 90 mm - M6 MS Insert) | 1942 | 3006084 | 85381090
1941 | Finished Good | Low Voltage Standoff Insulators | Thermoset DMC/BMC Insulators | Cylindrical Insulator | 117 | CY 2690(M6) -BR (Cylindrical Insulator ?26 x 90 mm - M6 BR Insert) | 1941 | 3005962 | 85381090
1940 | Finished Good | Low Voltage Standoff Insulators | Thermoset DMC/BMC Insulators | Cylindrical Insulator | 117 | CY 2690(M6) -AL (Cylindrical Insulator ?26 x 90 mm - M6 AL Insert) | 1940 | 3006023 | 85381090
1939 | Finished Good | Low Voltage Standoff Insulators | Thermoset DMC/BMC Insulators | Cylindrical Insulator | 117 | CY 2663(M8) -SS (Cylindrical Insulator ?26 x 63 mm - M8 SS Insert) | 1939 | 3005904 | 85381090
1938 | Finished Good | Low Voltage Standoff Insulators | Thermoset DMC/BMC Insulators | Cylindrical Insulator | 117 | Cy 2663(M8) -MS (Cylindrical Insulator ?26 x 63 mm - M8 MS Insert) | 1938 | 3006087 | 85381090
1937 | Finished Good | Low Voltage Standoff Insulators | Thermoset DMC/BMC Insulators | Cylindrical Insulator | 117 | CY 2663(M8) -BR (Cylindrical Insulator ?26 x 63 mm - M8 BR Insert) | 1937 | 3005965 | 85381090
1936 | Finished Good | Low Voltage Standoff Insulators | Thermoset DMC/BMC Insulators | Cylindrical Insulator | 117 | CY 2663(M8) -AL (Cylindrical Insulator ?26 x 63 mm - M8 AL Insert) | 1936 | 3006026 | 85381090
1935 | Finished Good | Low Voltage Standoff Insulators | Thermoset DMC/BMC Insulators | Cylindrical Insulator | 117 | CY 2663(M6) -SS (Cylindrical Insulator ?26 x 63 mm - M6 SS Insert) | 1935 | 3005905 | 85381090
1934 | Finished Good | Low Voltage Standoff Insulators | Thermoset DMC/BMC Insulators | Cylindrical Insulator | 117 | Cy 2663(M6) -MS (Cylindrical Insulator ?26 x 63 mm - M6 MS Insert) | 1934 | 3006088 | 85381090
1933 | Finished Good | Low Voltage Standoff Insulators | Thermoset DMC/BMC Insulators | Cylindrical Insulator | 117 | CY 2663(M6) -BR (Cylindrical Insulator ?26 x 63 mm - M6 BR Insert) | 1933 | 3005966 | 85381090
1932 | Finished Good | Low Voltage Standoff Insulators | Thermoset DMC/BMC Insulators | Cylindrical Insulator | 117 | CY 2663(M6) -AL (Cylindrical Insulator ?26 x 63 mm - M6 AL Insert) | 1932 | 3006027 | 85381090
1931 | Finished Good | Low Voltage Standoff Insulators | Thermoset DMC/BMC Insulators | Cylindrical Insulator | 117 | CY 2663(M10) -SS (Cylindrical Insulator ?26 x 63 mm - M10 SS Insert) | 1931 | 3005903 | 85381090
1930 | Finished Good | Low Voltage Standoff Insulators | Thermoset DMC/BMC Insulators | Cylindrical Insulator | 117 | Cy 2663(M10) -MS (Cylindrical Insulator ?26 x 63 mm - M10 MS Insert) | 1930 | 3006086 | 85381090
1929 | Finished Good | Low Voltage Standoff Insulators | Thermoset DMC/BMC Insulators | Cylindrical Insulator | 117 | CY 2663(M10) -BR (Cylindrical Insulator ?26 x 63 mm - M10 BR Insert) | 1929 | 3005964 | 85381090
1928 | Finished Good | Low Voltage Standoff Insulators | Thermoset DMC/BMC Insulators | Cylindrical Insulator | 117 | CY 2663(M10) -AL (Cylindrical Insulator ?26 x 63 mm - M10 AL Insert) | 1928 | 3006025 | 85381090
1927 | Finished Good | Low Voltage Standoff Insulators | Thermoset DMC/BMC Insulators | Cylindrical Insulator | 117 | CY 2660(M8) -SS (Cylindrical Insulator ?26 x 60 mm - M8 SS Insert) | 1927 | 3005914 | 85381090
1926 | Finished Good | Low Voltage Standoff Insulators | Thermoset DMC/BMC Insulators | Cylindrical Insulator | 117 | Cy 2660(M8) -MS (Cylindrical Insulator ?26 x 60 mm - M8 MS Insert) | 1926 | 3006097 | 85381090
1925 | Finished Good | Low Voltage Standoff Insulators | Thermoset DMC/BMC Insulators | Cylindrical Insulator | 117 | CY 2660(M8) -BR (Cylindrical Insulator ?26 x 60 mm - M8 BR Insert) | 1925 | 3005975 | 85381090
1924 | Finished Good | Low Voltage Standoff Insulators | Thermoset DMC/BMC Insulators | Cylindrical Insulator | 117 | CY 2660(M8) -AL (Cylindrical Insulator ?26 x 60 mm - M8 AL Insert) | 1924 | 3006036 | 85381090
1923 | Finished Good | Low Voltage Standoff Insulators | Thermoset DMC/BMC Insulators | Cylindrical Insulator | 117 | CY 2660(M6) -SS (Cylindrical Insulator ?26 x 60 mm - M6 SS Insert) | 1923 | 3005915 | 85381090
1922 | Finished Good | Low Voltage Standoff Insulators | Thermoset DMC/BMC Insulators | Cylindrical Insulator | 117 | Cy 2660(M6) -MS (Cylindrical Insulator ?26 x 60 mm - M6 MS Insert) | 1922 | 3006098 | 85381090
1921 | Finished Good | Low Voltage Standoff Insulators | Thermoset DMC/BMC Insulators | Cylindrical Insulator | 117 | CY 2660(M6) -BR (Cylindrical Insulator ?26 x 60 mm - M6 BR Insert) | 1921 | 3005976 | 85381090
1920 | Finished Good | Low Voltage Standoff Insulators | Thermoset DMC/BMC Insulators | Cylindrical Insulator | 117 | CY 2660(M6) -AL (Cylindrical Insulator ?26 x 60 mm - M6 AL Insert) | 1920 | 3006037 | 85381090
1919 | Finished Good | Low Voltage Standoff Insulators | Thermoset DMC/BMC Insulators | Cylindrical Insulator | 117 | CY 2660(M10) -SS (Cylindrical Insulator ?26 x 60 mm - M10 SS Insert) | 1919 | 3005913 | 85381090
1918 | Finished Good | Low Voltage Standoff Insulators | Thermoset DMC/BMC Insulators | Cylindrical Insulator | 117 | Cy 2660(M10) -MS (Cylindrical Insulator ?26 x 60 mm - M10 MS Insert) | 1918 | 3006096 | 85381090
1917 | Finished Good | Low Voltage Standoff Insulators | Thermoset DMC/BMC Insulators | Cylindrical Insulator | 117 | CY 2660(M10) -BR (Cylindrical Insulator ?26 x 60 mm - M10 BR Insert) | 1917 | 3005974 | 85381090
1916 | Finished Good | Low Voltage Standoff Insulators | Thermoset DMC/BMC Insulators | Cylindrical Insulator | 117 | CY 2660(M10) -AL (Cylindrical Insulator ?26 x 60 mm - M10 AL Insert) | 1916 | 3006035 | 85381090
1915 | Finished Good | Low Voltage Standoff Insulators | Thermoset DMC/BMC Insulators | Cylindrical Insulator | 117 | CY 2650(M8) -SS (Cylindrical Insulator ?26 x 50 mm - M8 SS Insert) | 1915 | 3005926 | 85381090
1914 | Finished Good | Low Voltage Standoff Insulators | Thermoset DMC/BMC Insulators | Cylindrical Insulator | 117 | Cy 2650(M8) -MS (Cylindrical Insulator ?26 x 50 mm - M8 MS Insert) | 1914 | 3006109 | 85381090
1913 | Finished Good | Low Voltage Standoff Insulators | Thermoset DMC/BMC Insulators | Cylindrical Insulator | 117 | CY 2650(M8) -BR (Cylindrical Insulator ?26 x 50 mm - M8 BR Insert) | 1913 | 3005987 | 85381090
1912 | Finished Good | Low Voltage Standoff Insulators | Thermoset DMC/BMC Insulators | Cylindrical Insulator | 117 | CY 2650(M8) -AL (Cylindrical Insulator ?26 x 50 mm - M8 AL Insert) | 1912 | 3006048 | 85381090
1911 | Finished Good | Low Voltage Standoff Insulators | Thermoset DMC/BMC Insulators | Cylindrical Insulator | 117 | CY 2650(M6) -SS (Cylindrical Insulator ?26 x 50 mm - M6 SS Insert) | 1911 | 3005927 | 85381090
1910 | Finished Good | Low Voltage Standoff Insulators | Thermoset DMC/BMC Insulators | Cylindrical Insulator | 117 | Cy 2650(M6) -MS (Cylindrical Insulator ?26 x 50 mm - M6 MS Insert) | 1910 | 3006110 | 85381090
1909 | Finished Good | Low Voltage Standoff Insulators | Thermoset DMC/BMC Insulators | Cylindrical Insulator | 117 | CY 2650(M6) -BR (Cylindrical Insulator ?26 x 50 mm - M6 BR Insert) | 1909 | 3005988 | 85381090
1908 | Finished Good | Low Voltage Standoff Insulators | Thermoset DMC/BMC Insulators | Cylindrical Insulator | 117 | CY 2650(M6) -AL (Cylindrical Insulator ?26 x 50 mm - M6 AL Insert) | 1908 | 3006049 | 85381090
1907 | Finished Good | Low Voltage Standoff Insulators | Thermoset DMC/BMC Insulators | Cylindrical Insulator | 117 | CY 2640(M8) -SS (Cylindrical Insulator ?26 x 40 mm - M8 SS Insert) | 1907 | 3005935 | 85381090
1906 | Finished Good | Low Voltage Standoff Insulators | Thermoset DMC/BMC Insulators | Cylindrical Insulator | 117 | Cy 2640(M8) -MS (Cylindrical Insulator ?26 x 40 mm - M8 MS Insert) | 1906 | 3006118 | 85381090
1905 | Finished Good | Low Voltage Standoff Insulators | Thermoset DMC/BMC Insulators | Cylindrical Insulator | 117 | CY 2640(M8) -BR (Cylindrical Insulator ?26 x 40 mm - M8 BR Insert) | 1905 | 3005996 | 85381090
1904 | Finished Good | Low Voltage Standoff Insulators | Thermoset DMC/BMC Insulators | Cylindrical Insulator | 117 | CY 2640(M8) -AL (Cylindrical Insulator ?26 x 40 mm - M8 AL Insert) | 1904 | 3006057 | 85381090
1903 | Finished Good | Low Voltage Standoff Insulators | Thermoset DMC/BMC Insulators | Cylindrical Insulator | 117 | CY 2630(M8) -SS (Cylindrical Insulator ?26 x 30 mm - M8 SS Insert) | 1903 | 3005942 | 85381090
1902 | Finished Good | Low Voltage Standoff Insulators | Thermoset DMC/BMC Insulators | Cylindrical Insulator | 117 | Cy 2630(M8) -MS (Cylindrical Insulator ?26 x 30 mm - M8 MS Insert) | 1902 | 3006125 | 85381090
1901 | Finished Good | Low Voltage Standoff Insulators | Thermoset DMC/BMC Insulators | Cylindrical Insulator | 117 | CY 2630(M8) -BR (Cylindrical Insulator ?26 x 30 mm - M8 BR Insert) | 1901 | 3006003 | 85381090
1900 | Finished Good | Low Voltage Standoff Insulators | Thermoset DMC/BMC Insulators | Cylindrical Insulator | 117 | CY 2630(M8) -AL (Cylindrical Insulator ?26 x 30 mm - M8 AL Insert) | 1900 | 3006064 | 85381090
1899 | Finished Good | Low Voltage Standoff Insulators | Thermoset DMC/BMC Insulators | Cylindrical Insulator | 117 | CY 2630(M6) -SS (Cylindrical Insulator ?26 x 30 mm - M6 SS Insert) | 1899 | 3005941 | 85381090
1898 | Finished Good | Low Voltage Standoff Insulators | Thermoset DMC/BMC Insulators | Cylindrical Insulator | 117 | Cy 2630(M6) -MS (Cylindrical Insulator ?26 x 30 mm - M6 MS Insert) | 1898 | 3006124 | 85381090
1897 | Finished Good | Low Voltage Standoff Insulators | Thermoset DMC/BMC Insulators | Cylindrical Insulator | 117 | CY 2630(M6) -BR (Cylindrical Insulator ?26 x 30 mm - M6 BR Insert) | 1897 | 3006002 | 85381090
1896 | Finished Good | Low Voltage Standoff Insulators | Thermoset DMC/BMC Insulators | Cylindrical Insulator | 117 | CY 2630(M6) -AL (Cylindrical Insulator ?26 x 30 mm - M6 AL Insert) | 1896 | 3006063 | 85381090
1895 | Finished Good | Low Voltage Standoff Insulators | Thermoset DMC/BMC Insulators | Cylindrical Insulator | 117 | CY 2225(M8) -SS (Cylindrical Insulator ?22 x 25 mm - M8 SS Insert) | 1895 | 3005943 | 85381090
1894 | Finished Good | Low Voltage Standoff Insulators | Thermoset DMC/BMC Insulators | Cylindrical Insulator | 117 | Cy 2225(M8) -MS (Cylindrical Insulator ?22 x 25 mm - M8 MS Insert) | 1894 | 3006126 | 85381090
1893 | Finished Good | Low Voltage Standoff Insulators | Thermoset DMC/BMC Insulators | Cylindrical Insulator | 117 | CY 2225(M8) -BR (Cylindrical Insulator ?22 x 25 mm - M8 BR Insert) | 1893 | 3006004 | 85381090
1892 | Finished Good | Low Voltage Standoff Insulators | Thermoset DMC/BMC Insulators | Cylindrical Insulator | 117 | CY 2225(M8) -AL (Cylindrical Insulator ?22 x 25 mm - M8 AL Insert) | 1892 | 3006065 | 85381090
1891 | Finished Good | Low Voltage Standoff Insulators | Thermoset DMC/BMC Insulators | Cylindrical Insulator | 117 | CY 2225 (M6) -SS (Cylindrical Insulator ?22 x 25 mm - M6 SS Insert) | 1891 | 3005944 | 85381090
1890 | Finished Good | Low Voltage Standoff Insulators | Thermoset DMC/BMC Insulators | Cylindrical Insulator | 117 | Cy 2225 (M6) -MS (Cylindrical Insulator ?22 x 25 mm - M6 MS Insert) | 1890 | 3006127 | 85381090
1889 | Finished Good | Low Voltage Standoff Insulators | Thermoset DMC/BMC Insulators | Cylindrical Insulator | 117 | CY 2225 (M6) -BR (Cylindrical Insulator ?22 x 25 mm - M6 BR Insert) | 1889 | 3006005 | 85381090
1888 | Finished Good | Low Voltage Standoff Insulators | Thermoset DMC/BMC Insulators | Cylindrical Insulator | 117 | CY 2225 (M6) -AL (Cylindrical Insulator ?22 x 25 mm - M6 AL Insert) | 1888 | 3006066 | 85381090
1887 | Finished Good | Low Voltage Standoff Insulators | Thermoset DMC/BMC Insulators | Cylindrical Insulator | 117 | CY 2223 (M8) -SS (Cylindrical Insulator ?22 x 23 mm - M8 SS Insert) | 1887 | 3005945 | 85381090
1886 | Finished Good | Low Voltage Standoff Insulators | Thermoset DMC/BMC Insulators | Cylindrical Insulator | 117 | Cy 2223 (M8) -MS (Cylindrical Insulator ?22 x 23 mm - M8 MS Insert) | 1886 | 3006128 | 85381090
1885 | Finished Good | Low Voltage Standoff Insulators | Thermoset DMC/BMC Insulators | Cylindrical Insulator | 117 | CY 2223 (M8) -BR (Cylindrical Insulator ?22 x 23 mm - M8 BR Insert) | 1885 | 3006006 | 85381090
1884 | Finished Good | Low Voltage Standoff Insulators | Thermoset DMC/BMC Insulators | Cylindrical Insulator | 117 | CY 2223 (M8) -AL (Cylindrical Insulator ?22 x 23 mm - M8 AL Insert) | 1884 | 3006067 | 85381090
1883 | Finished Good | Low Voltage Standoff Insulators | Thermoset DMC/BMC Insulators | Drum Insulator | 122 | CUSU2556 (D-620- Drum Insulator M6 X 20mm- Brass Insert- DMC Grey ) | 1883 | 3003866 | 85381090
1882 | Finished Good | Low Voltage Standoff Insulators | Thermoset DMC/BMC Insulators | Drum Insulator | 122 | CUSU2326 (D-1270- Drum Insulator M12 x 70mm - Brass Insert - DMC Grey) | 1882 | 3003860 | 85381090
1881 | Finished Good | Low Voltage Standoff Insulators | Thermoset DMC/BMC Insulators | Drum Insulator | 122 | CUSU2325 (D-1060- Drum Insulator M10 x 60mm - MS Insert - DMC Grey) | 1881 | 3003861 | 85381090
1880 | Finished Good | Low Voltage Standoff Insulators | Thermoset DMC/BMC Insulators | Drum Insulator | 122 | CUSU2324 (D-840- Drum Insulator M8 x 40mm - MS Insert - DMC Grey) | 1880 | 3003862 | 85381090
1879 | Finished Good | Low Voltage Standoff Insulators | Thermoset DMC/BMC Insulators | Drum Insulator | 122 | CUSU2323 (D-630- Drum Insulator M6 x 30mm - MS Insert - DMC Grey) | 1879 | 3003863 | 85381090
1878 | Finished Good | Low Voltage Standoff Insulators | Thermoset DMC/BMC Insulators | Drum Insulator | 122 | CUSU2322 (D-1051E- Drum Insulator M10 x 51mm - Brass Insert - DMC Grey) | 1878 | 3003864 | 85381090
1877 | Finished Good | Low Voltage Standoff Insulators | Thermoset DMC/BMC Insulators | Water Tank Insulator | 312 | CUSU2308 (WT-1035R) | 1877 | 3003867 | 85381090
1876 | Finished Good | Low Voltage Standoff Insulators | Thermoset DMC/BMC Insulators | Full Hexagonal Insulator | 205 | CUSU0839 (35HH1040- Full Hex AF-35mm X 40mm - M10 MS Insert ) | 1876 | 3003871 | 85381090
1875 | Finished Good | Low Voltage Standoff Insulators | Thermoset DMC/BMC Insulators | Full Hexagonal Insulator | 205 | CUSU0838 (25HH625- Full Hex AF-25mm X 25mm - M6 MS Insert ) | 1875 | 3003868 | 85381090
1874 | Finished Good | Low Voltage Standoff Insulators | Thermoset DMC/BMC Insulators | Hexagonal Insulator | 209 | CUSU0386 (MH-625- Hexagonal Insulator M6 x 25mm - MS Insert ) | 1874 | 3003872 | 85381090
1873 | Finished Good | Low Voltage Standoff Insulators | Thermoset DMC/BMC Insulators | Hexagonal Insulator | 209 | CUSU0161 (MH-1035-Hexagonal Insulator M10 x 35mm - MS Insert ) | 1873 | 3003873 | 85381090
1872 | Finished Good | Low Voltage Standoff Insulators | Thermoset DMC/BMC Insulators | Hexagonal Insulator | 209 | CUSU0160 (MH-835-Hexagonal Insulator M8 x 35mm - MS Insert ) | 1872 | 3003874 | 85381090
1871 | Finished Good | Low Voltage Standoff Insulators | Thermoset DMC/BMC Insulators | Hexagonal Insulator | 209 | CUSU0087 (H-850-Hexagonal Insulator M8 x 50mm - MS Insert ) | 1871 | 3003865 | 85381090
1870 | Finished Good | Low Voltage Standoff Insulators | Thermoset DMC/BMC Insulators | Hexagonal Insulator | 209 | CUSU0086 (H-845- Hexagonal Insulator M8 x 45mm - MS Insert ) | 1870 | 3003870 | 85381090
1869 | Raw Material | Packaging material | Packing boxes | Inner/Outer boxes | 212 | CT-8 PRINT inr (CT-8 PRINT INNER) | 1869 | 1001385 | 85381090
1868 | Raw Material | Packaging material | Packing boxes | Inner/Outer boxes | 212 | CT-7 PRINT inr BOX (CT-7 PRINT INNER BOX) | 1868 | 1001386 | 85381090
1867 | Raw Material | Packaging material | Packing boxes | Inner/Outer boxes | 212 | CT-6 PRINT inr BOX (CT-6 PRINT INNER BOX) | 1867 | 1001387 | 85381090
1866 | Raw Material | Packaging material | Packing boxes | Inner/Outer boxes | 212 | CT-5 PRINT inr BOX (CT-5 PRINT INNER BOX) | 1866 | 1001388 | 85381090
1865 | Raw Material | Packaging material | Packing boxes | Inner/Outer boxes | 212 | CT-4 PRINT inr (CT-4 PRINT INNER) | 1865 | 1001389 | 85381090
1864 | Out Sourced / Processed Material | THERMOSET MATERIAL | Consumable | CT Termical Cover | 115 | CT TC-1 (CT TERMICAL COVER) | 1864 | 2001068 | 85381090
1863 | Out Sourced / Processed Material | THERMOSET MATERIAL | Consumable | CT core cover | 114 | CT STRIP (CT STRIP) | 1863 | 2001058 | 85381090
1862 | Raw Material | Component of Current Transformer | Consumables for Current Transformer | Consumable | 108 | CT COVER (CT COVER) | 1862 | 1001555 | 85381090
1861 | Raw Material | Component of Current Transformer | Consumables for Current Transformer | Consumable | 108 | CORE CAP CT (CORE CAP CT) | 1861 | 1001556 | 85381090
1860 | Out Sourced / Processed Material | THERMOSET MATERIAL | Consumable | CT core cover | 114 | CORE CAP 95105 (CORE CAP 95105) | 1860 | 2001064 | 85381090
1859 | Out Sourced / Processed Material | THERMOSET MATERIAL | Consumable | CT core cover | 114 | CORE CAP 7085 (CORE CAP 7085) | 1859 | 2001061 | 85381090
1858 | Out Sourced / Processed Material | THERMOSET MATERIAL | Consumable | CT core cover | 114 | CORE CAP 6575 (CORE CAP 6575) | 1858 | 2001063 | 85381090
1857 | Out Sourced / Processed Material | THERMOSET MATERIAL | Consumable | CT core cover | 114 | CORE CAP 5575 (CORE CAP 5575) | 1857 | 2001062 | 85381090
1856 | Out Sourced / Processed Material | THERMOSET MATERIAL | Consumable | CT core cover | 114 | CORE CAP 4558 (CORE CAP 4558) | 1856 | 2001067 | 85381090
1855 | Out Sourced / Processed Material | THERMOSET MATERIAL | Consumable | CT core cover | 114 | CORE CAP 4558 (CORE CAP 4558) | 1855 | 2001066 | 85381090
1854 | Out Sourced / Processed Material | THERMOSET MATERIAL | Consumable | CT core cover | 114 | CORE CAP 3056 (CORE CAP 3056) | 1854 | 2001065 | 85381090
1853 | Out Sourced / Processed Material | THERMOSET MATERIAL | Consumable | CT core cover | 114 | CORE CAP 3050 (CORE CAP 3050) | 1853 | 2001059 | 85381090
1852 | Out Sourced / Processed Material | THERMOSET MATERIAL | Consumable | CT core cover | 114 | CORE CAP 120135 (CORE CAP 120135) | 1852 | 2001060 | 85381090
1851 | Raw Material | Component of Current Transformer | Core for Current Transformer | CRGO Core | 112 | CORE 85X70X25 (CT core 85X70X25) | 1851 | 1001486 | 85381090
1850 | Raw Material | Component of Current Transformer | Core for Current Transformer | CRGO Core | 112 | CORE 85X70X20 (CT core 85X70X20) | 1850 | 1001487 | 85381090
1849 | Raw Material | Component of Current Transformer | Core for Current Transformer | CRGO Core | 112 | CORE 85 X 70 X 30 (CT core 85 X 70 X 30) | 1849 | 1001488 | 85381090
1848 | Raw Material | Component of Current Transformer | Core for Current Transformer | CRGO Core | 112 | CORE 80 X 70 X 20 (CT core 80 X 70 X 20) | 1848 | 1001489 | 85381090
1847 | Raw Material | Component of Current Transformer | Core for Current Transformer | CRGO Core | 112 | CORE 75X65X25 (CT core 75X65X25) | 1847 | 1001490 | 85381090
1846 | Raw Material | Component of Current Transformer | Core for Current Transformer | CRGO Core | 112 | CORE 75 X 65 X 25 (CT core 75 X 65 X 25) | 1846 | 1001491 | 85381090
1845 | Raw Material | Component of Current Transformer | Core for Current Transformer | CRGO Core | 112 | CORE 75 X 65 X 20 (CT core 75 X 65 X 20) | 1845 | 1001492 | 85381090
1844 | Raw Material | Component of Current Transformer | Core for Current Transformer | CRGO Core | 112 | CORE 75 X 55 X 30 (CT core 75 X 55 X 30) | 1844 | 1001493 | 85381090
1843 | Raw Material | Component of Current Transformer | Core for Current Transformer | CRGO Core | 112 | CORE 75 X 55 X 20 (CT core 75 X 55 X 20) | 1843 | 1001494 | 85381090
1842 | Raw Material | Component of Current Transformer | Core for Current Transformer | CRGO Core | 112 | CORE 75 X 175 X 20 X 6 (M-4) (CT core 75 X 175 X 20 X 6 (M-4)) | 1842 | 1001495 | 85381090
1841 | Raw Material | Component of Current Transformer | Core for Current Transformer | CRGO Core | 112 | CORE 70 X 35 X 25 X 10 (CT core 70 X 35 X 25 X 10) | 1841 | 1001496 | 85381090
1840 | Raw Material | Component of Current Transformer | Core for Current Transformer | CRGO Core | 112 | CORE 65 X 52 X 23 (CT core 65 X 52 X 23) | 1840 | 1001497 | 85381090
1839 | Raw Material | Component of Current Transformer | Core for Current Transformer | CRGO Core | 112 | CORE 65 X 52 X 20 (CT core 65 X 52 X 20) | 1839 | 1001498 | 85381090
1838 | Raw Material | Component of Current Transformer | Core for Current Transformer | CRGO Core | 112 | CORE 60X40X30 (GRADE MOH) (CT core 60X40X30 (GRADE MOH)) | 1838 | 1001500 | 85381090
1837 | Raw Material | Component of Current Transformer | Core for Current Transformer | CRGO Core | 112 | CORE 60X40X30 (CT core 60X40X30) | 1837 | 1001499 | 85381090
1836 | Raw Material | Component of Current Transformer | Core for Current Transformer | CRGO Core | 112 | CORE 60X40X25 (CT core 60X40X25) | 1836 | 1001501 | 85381090
1835 | Raw Material | Component of Current Transformer | Core for Current Transformer | CRGO Core | 112 | CORE 60X40X20 (CT core 60X40X20) | 1835 | 1001502 | 85381090
1834 | Raw Material | Component of Current Transformer | Core for Current Transformer | CRGO Core | 112 | CORE 60 X 40 X 35 (CT core 60 X 40 X 35) | 1834 | 1001503 | 85381090
1833 | Raw Material | Component of Current Transformer | Core for Current Transformer | CRGO Core | 112 | CORE 60 X 40 X 23 (CT core 60 X 40 X 23) | 1833 | 1001504 | 85381090
1832 | Raw Material | Component of Current Transformer | Core for Current Transformer | CRGO Core | 112 | CORE 60 X 40 X 22 (CT core 60 X 40 X 22) | 1832 | 1001505 | 85381090
1831 | Raw Material | Component of Current Transformer | Core for Current Transformer | CRGO Core | 112 | CORE 57 X 45 X 23 (CT core 57 X 45 X 23) | 1831 | 1001506 | 85381090
1830 | Raw Material | Component of Current Transformer | Core for Current Transformer | CRGO Core | 112 | CORE 56 X 30 X 22 (MOH) (CT core 56 X 30 X 22 (MOH)) | 1830 | 1001507 | 85381090
1829 | Raw Material | Component of Current Transformer | Core for Current Transformer | CRGO Core | 112 | CORE 55 X 31 X 22 (CT core 55 X 31 X 22) | 1829 | 1001508 | 85381090
1828 | Raw Material | Component of Current Transformer | Core for Current Transformer | CRGO Core | 112 | CORE 55 X 30 X 22 (CT core 55 X 30 X 22) | 1828 | 1001509 | 85381090
1827 | Raw Material | Component of Current Transformer | Core for Current Transformer | CRGO Core | 112 | CORE 55 X 125 X 20 X 8 (M-4) (CT core 55 X 125 X 20 X 8 (M-4)) | 1827 | 1001510 | 85381090
1826 | Raw Material | Component of Current Transformer | Core for Current Transformer | CRGO Core | 112 | CORE 55 X 125 X 20 X 6 (M-4) (CT core 55 X 125 X 20 X 6 (M-4)) | 1826 | 1001511 | 85381090
1825 | Raw Material | Component of Current Transformer | Core for Current Transformer | CRGO Core | 112 | CORE 50X32X20 (CT core 50X32X20) | 1825 | 1001512 | 85381090
1824 | Raw Material | Component of Current Transformer | Core for Current Transformer | CRGO Core | 112 | CORE 50 X 30 X 20 (CT core 50 X 30 X 20) | 1824 | 1001513 | 85381090
1823 | Raw Material | Component of Current Transformer | Core for Current Transformer | CRGO Core | 112 | CORE 42 X 72 X 25 X 7 (MOH) (CT core 42 X 72 X 25 X 7 (MOH)) | 1823 | 1001514 | 85381090
1822 | Raw Material | Component of Current Transformer | Core for Current Transformer | CRGO Core | 112 | CORE 42 X 72 X 25 X 6 (M-3) (CT core 42 X 72 X 25 X 6 (M-3)) | 1822 | 1001515 | 85381090
1821 | Raw Material | Component of Current Transformer | Core for Current Transformer | CRGO Core | 112 | CORE 42 X 72 X 20 X 6 (M-3) (CT core 42 X 72 X 20 X 6 (M-3)) | 1821 | 1001516 | 85381090
1820 | Raw Material | Component of Current Transformer | Core for Current Transformer | CRGO Core | 112 | CORE 370 X 170 X 30 X 7 (CT core 370 X 170 X 30 X 7) | 1820 | 1001517 | 85381090
1819 | Raw Material | Component of Current Transformer | Core for Current Transformer | CRGO Core | 112 | CORE 370 X 170 X 20 X 5 (CT core 370 X 170 X 20 X 5) | 1819 | 1001518 | 85381090
1818 | Raw Material | Component of Current Transformer | Core for Current Transformer | CRGO Core | 112 | CORE 195 X 135 X 25 X 7 (CT core 195 X 135 X 25 X 7) | 1818 | 1001519 | 85381090
1817 | Raw Material | Component of Current Transformer | Core for Current Transformer | CRGO Core | 112 | CORE 195 X 135 X 20 X 5 (CT core 195 X 135 X 20 X 5) | 1817 | 1001520 | 85381090
1816 | Raw Material | Component of Current Transformer | Core for Current Transformer | CRGO Core | 112 | CORE 190X105X20X6 (M-4) (CT core 190X105X20X6 (M-4)) | 1816 | 1001521 | 85381090
1815 | Raw Material | Component of Current Transformer | Core for Current Transformer | CRGO Core | 112 | CORE 190 X 110 X 20 X 5 (CT core 190 X 110 X 20 X 5) | 1815 | 1001522 | 85381090
1814 | Raw Material | Component of Current Transformer | Core for Current Transformer | CRGO Core | 112 | CORE 190 X 110 X 15 X 6 (CT core 190 X 110 X 15 X 6) | 1814 | 1001523 | 85381090
1813 | Raw Material | Component of Current Transformer | Core for Current Transformer | CRGO Core | 112 | CORE 185 X 105 X 20 X 5 (M-4) (CT core 185 X 105 X 20 X 5 (M-4)) | 1813 | 1001524 | 85381090
1812 | Raw Material | Component of Current Transformer | Core for Current Transformer | CRGO Core | 112 | CORE 185 X 105 X 20 X 17 (CT core 185 X 105 X 20 X 17) | 1812 | 1001525 | 85381090
1811 | Raw Material | Component of Current Transformer | Core for Current Transformer | CRGO Core | 112 | CORE 185 X 105 X 20 X 15 (CT core 185 X 105 X 20 X 15) | 1811 | 1001526 | 85381090
1810 | Raw Material | Component of Current Transformer | Core for Current Transformer | CRGO Core | 112 | CORE 185 X 105 X 15 X 6 (CT core 185 X 105 X 15 X 6) | 1810 | 1001527 | 85381090
1809 | Raw Material | Component of Current Transformer | Core for Current Transformer | CRGO Core | 112 | CORE 175X75X20X6 (CT core 175X75X20X6) | 1809 | 1001528 | 85381090
1808 | Raw Material | Component of Current Transformer | Core for Current Transformer | CRGO Core | 112 | CORE 175X75X15X7 (M-4) (CT core 175X75X15X7 (M-4)) | 1808 | 1001529 | 85381090
1807 | Raw Material | Component of Current Transformer | Core for Current Transformer | CRGO Core | 112 | CORE 175 X 75 X 25 X 10 M-4 (CT core 175 X 75 X 25 X 10 M-4) | 1807 | 1001530 | 85381090
1806 | Raw Material | Component of Current Transformer | Core for Current Transformer | CRGO Core | 112 | CORE 175 X 75 X 20 X 5 (CT core 175 X 75 X 20 X 5) | 1806 | 1001531 | 85381090
1805 | Raw Material | Component of Current Transformer | Core for Current Transformer | CRGO Core | 112 | CORE 175 X 75 X 20 X 10 (M-4) (CT core 175 X 75 X 20 X 10 (M-4)) | 1805 | 1001532 | 85381090
1804 | Raw Material | Component of Current Transformer | Core for Current Transformer | CRGO Core | 112 | CORE 175 X 75 X 15 X 6 (CT core 175 X 75 X 15 X 6) | 1804 | 1001533 | 85381090
1803 | Raw Material | Component of Current Transformer | Core for Current Transformer | CRGO Core | 112 | CORE 170 X 65 X 20 X 5 (CT core 170 X 65 X 20 X 5) | 1803 | 1001534 | 85381090
1802 | Raw Material | Component of Current Transformer | Core for Current Transformer | CRGO Core | 112 | CORE 170 X 65 X 15 X 6 (CT core 170 X 65 X 15 X 6) | 1802 | 1001535 | 85381090
1801 | Raw Material | Component of Current Transformer | Core for Current Transformer | CRGO Core | 112 | CORE 135 X 60 X 45 (CT core 135 X 60 X 45) | 1801 | 1001536 | 85381090
1800 | Raw Material | Component of Current Transformer | Core for Current Transformer | CRGO Core | 112 | CORE 135 X 125 X 25 (CT core 135 X 125 X 25) | 1800 | 1001537 | 85381090
1799 | Raw Material | Component of Current Transformer | Core for Current Transformer | CRGO Core | 112 | CORE 125X55X20X6 (CT core 125X55X20X6) | 1799 | 1001538 | 85381090
1798 | Raw Material | Component of Current Transformer | Core for Current Transformer | CRGO Core | 112 | CORE 125 X 55 X 25 X 5 (CT core 125 X 55 X 25 X 5) | 1798 | 1001539 | 85381090
1797 | Raw Material | Component of Current Transformer | Core for Current Transformer | CRGO Core | 112 | CORE 125 X 55 X 20 X 5 (CT core 125 X 55 X 20 X 5) | 1797 | 1001540 | 85381090
1796 | Raw Material | Component of Current Transformer | Core for Current Transformer | CRGO Core | 112 | CORE 125 X 55 X 15 X 6 (CT core 125 X 55 X 15 X 6) | 1796 | 1001541 | 85381090
1795 | Raw Material | Component of Current Transformer | Core for Current Transformer | CRGO Core | 112 | CORE 120 X 55 X 20 X 5 (CT core 120 X 55 X 20 X 5) | 1795 | 1001542 | 85381090
1794 | Raw Material | Component of Current Transformer | Core for Current Transformer | CRGO Core | 112 | CORE 120 X 50 X 25 X 5 (CT core 120 X 50 X 25 X 5) | 1794 | 1001543 | 85381090
1793 | Raw Material | Component of Current Transformer | Core for Current Transformer | CRGO Core | 112 | CORE 120 X 50 X 20 X 5 (CT core 120 X 50 X 20 X 5) | 1793 | 1001544 | 85381090
1792 | Raw Material | Component of Current Transformer | Core for Current Transformer | CRGO Core | 112 | CORE 105 X 95 X 25 (CT core 105 X 95 X 25) | 1792 | 1001545 | 85381090
1791 | Raw Material | Component of Current Transformer | Core for Current Transformer | CRGO Core | 112 | CORE 105 X 95 X 20 (CT core 105 X 95 X 20) | 1791 | 1001546 | 85381090
1790 | Raw Material | Component of Current Transformer | Core for Current Transformer | CRGO Core | 112 | CORE 75 X 55 X 25 (CT core 75 X 55 X 25) | 1790 | 1001547 | 85381090
1789 | Raw Material | Component of Current Transformer | Core for Current Transformer | CRGO Core | 112 | CORE 60 X 40 X 40 (CT core 60 X 40 X 40) | 1789 | 1001548 | 85381090
1788 | Raw Material | Component of Current Transformer | Core for Current Transformer | CRGO Core | 112 | CORE 57 X 45 X 22 (CT core 57 X 45 X 22) | 1788 | 1001549 | 85381090
1787 | Raw Material | Component of Current Transformer | Core for Current Transformer | CRGO Core | 112 | CORE 135 X 125 X 20 (CT core 135 X 125 X 20) | 1787 | 1001550 | 85381090
1786 | Raw Material | Component of Current Transformer | Consumables for Current Transformer | Consumable | 108 | COPPER WIRE (COPPER WIRE) | 1786 | 1001557 | 85381090
1785 | Raw Material | Machined Metal Parts | Metal Items | Consumable Items | 111 | COPPER SHEET NONC-SLIDER (COPPER SHEET NONC-SLIDER) | 1785 | 1001253 | 85381090
1784 | Raw Material | Component for Panel accessories | NONC RM | Consumable | 110 | COPPER SHEET NO FIX PATTI (COPPER SHEET NO FIX PATTI) | 1784 | 1001010 | 85381090
1783 | Raw Material | Component for Panel accessories | NONC RM | Consumable | 110 | COPPER SHEET NC FIX PATTI (COPPER SHEET NC FIX PATTI) | 1783 | 1001011 | 85381090
1782 | Raw Material | Machined Metal Parts | Metal Items | Consumable Items | 111 | COPPER SHEET 6X82X355.6 (COPPER SHEET 6X82X355.6) | 1782 | 1001191 | 85381090
1781 | Raw Material | Machined Metal Parts | Metal Items | Consumable Items | 111 | COPPER SHEET 6X110X355.6 (COPPER SHEET 6X110X355.6) | 1781 | 1001192 | 85381090
1780 | Raw Material | Machined Metal Parts | Metal Items | Consumable Items | 111 | COPPER SHEET 64X20X3 (COPPER SHEET 64X20X3) | 1780 | 1001193 | 85381090
1779 | Raw Material | Machined Metal Parts | Metal Items | Consumable Items | 111 | COPPER SHEET 5X85X355.6 (COPPER SHEET 5X85X355.6) | 1779 | 1001194 | 85381090
1778 | Raw Material | Machined Metal Parts | Metal Items | Consumable Items | 111 | COPPER SHEET 5X82X355.6 (COPPER SHEET 5X82X355.6) | 1778 | 1001195 | 85381090
1777 | Raw Material | Machined Metal Parts | Metal Items | Consumable Items | 111 | COPPER SHEET 5X110X335.6 (COPPER SHEET 5X110X335.6) | 1777 | 1001196 | 85381090
1776 | Raw Material | Machined Metal Parts | Metal Items | Consumable Items | 111 | COPPER SHEET 4X71X355.6 (COPPER SHEET 4X71X355.6) | 1776 | 1001197 | 85381090
1775 | Raw Material | Machined Metal Parts | Metal Items | Consumable Items | 111 | COPPER SHEET 4X56X355.6 (COPPER SHEET 4X56X355.6) | 1775 | 1001198 | 85381090
1774 | Raw Material | Machined Metal Parts | Metal Items | Consumable Items | 111 | COPPER SHEET 3X71X355 (COPPER SHEET 3X71X355) | 1774 | 1001199 | 85381090
1773 | Raw Material | Machined Metal Parts | Metal Items | Consumable Items | 111 | COPPER SHEET 3X56X355 (COPPER SHEET 3X56X355) | 1773 | 1001200 | 85381090
1772 | Raw Material | Machined Metal Parts | Metal Items | Consumable Items | 111 | COPPER SHEET 3X51X355 (COPPER SHEET 3X51X355) | 1772 | 1001201 | 85381090
1771 | Raw Material | Machined Metal Parts | Metal Items | Consumable Items | 111 | COPPER SHEET 3X32X355 (COPPER SHEET 3X32X355) | 1771 | 1001202 | 85381090
1770 | Raw Material | Machined Metal Parts | Metal Items | Consumable Items | 111 | COPPER SHEET 2X45X355 (COPPER SHEET 2X45X355) | 1770 | 1001203 | 85381090
1769 | Raw Material | Machined Metal Parts | Metal Items | Consumable Items | 111 | COPPER SHEET 2X25X355 (COPPER SHEET 2X25X355) | 1769 | 1001204 | 85381090
1768 | Raw Material | Machined Metal Parts | Metal Items | Consumable Items | 111 | COPPER SHEET 2.5X51X355 (COPPER SHEET 2.5X51X355) | 1768 | 1001205 | 85381090
1767 | Raw Material | Machined Metal Parts | Metal Items | Consumable Items | 111 | COPPER SHEET 2.5X32X355 (COPPER SHEET 2.5X32X355) | 1767 | 1001206 | 85381090
1766 | Raw Material | Component of Current Transformer | Consumables for Current Transformer | Consumable | 108 | COPPER PATTI- CT (COPPER PATTI- CT) | 1766 | 1001558 | 85381090
1765 | Raw Material | Component of Current Transformer | Consumables for Current Transformer | Consumable | 108 | COBALT (0.6%) ACCELERATOR (COBALT (0.6%) ACCELERATOR) | 1765 | 1001559 | 85381090
1763 | Raw Material | Thermoset RM | DMC/SMC Raw Material | Additive | 79 | CLiQSPERSE PH2 (CLiQSPERSE PH2) | 1763 | 1001161 | 85381090
1762 | Raw Material | Thermoset RM | DMC/SMC Raw Material | Additive | 79 | CLiQSPERSE PA (CLiQSPERSE PA) | 1762 | 1001162 | 85381090
1761 | Raw Material | Thermoset RM | DMC/SMC Raw Material | Filler | 155 | CHROME PIGMENT (CHROME PIGMENT) | 1761 | 1001163 | 85381090
1760 | Finished Good | Custom Thermoplastic Product | Oil & Gas | perf-gun | 248 | CHARGE HOLDER (CHARGE HOLDER) | 1760 | 3003878 | 85381090
1759 | Raw Material | Thermoset RM | DMC/SMC Raw Material | Glass fibre | 208 | CBM 900 MAT (CBM 900 MAT) | 1759 | 1001108 | 85381090
1758 | Raw Material | Component for Panel accessories | LED RM | Consumable | 109 | CAPACITOR-334K 440V (CAPACITOR- META.POLYESTER -334K 440V) | 1758 | 1001091 | 85381090
1757 | Raw Material | Component for Panel accessories | LED RM | Consumable | 109 | CAPACITOR-224K 450V (CAPACITOR META. POLYESTER -224K 450V) | 1757 | 1001092 | 85381090
1756 | Raw Material | Component for Panel accessories | LED RM | Consumable | 109 | CAPACITOR-.27K/400VDC (CAPACITOR-META. POLYESTER-.27K/400VDC) | 1756 | 1001090 | 85381090
1755 | Raw Material | Thermoset RM | DMC/SMC Raw Material | Filler | 155 | CALCIUM CARBONATE (CALCIUM CARBONATE) | 1755 | 1001164 | 85381090
1754 | Finished Good | Low Voltage Standoff Insulators | Thermoset DMC/BMC Insulators | Conical Insulators | 106 | C850(M8)-SS (Conical Standoff Insulator M8 x 50mm -SS Insert ) | 1754 | 3006505 | 85381090
1753 | Finished Good | Low Voltage Standoff Insulators | Thermoset DMC/BMC Insulators | Conical Insulators | 106 | C850(M8)-MS (Conical Standoff Insulator M8 x 50mm - MS Insert ) | 1753 | 3006561 | 85381090
1752 | Finished Good | Low Voltage Standoff Insulators | Thermoset DMC/BMC Insulators | Conical Insulators | 106 | C850(M8)-BR (Conical Standoff Insulator M8 x 50mm -BR Insert ) | 1752 | 3006539 | 85381090
1751 | Finished Good | Low Voltage Standoff Insulators | Thermoset DMC/BMC Insulators | Conical Insulators | 106 | C850(M8)-AL (Conical Standoff Insulator M8 x 50mm -AL Insert ) | 1751 | 3006522 | 85381090
1750 | Finished Good | Low Voltage Standoff Insulators | Thermoset DMC/BMC Insulators | Conical Insulators | 106 | C845(M8)-SS (Conical Standoff Insulator M8 x 45mm -SS Insert ) | 1750 | 3006506 | 85381090
1749 | Finished Good | Low Voltage Standoff Insulators | Thermoset DMC/BMC Insulators | Conical Insulators | 106 | C845(M8)-MS (Conical Standoff Insulator M8 x 45mm - MS Insert ) | 1749 | 3006562 | 85381090
1748 | Finished Good | Low Voltage Standoff Insulators | Thermoset DMC/BMC Insulators | Conical Insulators | 106 | C845(M8)-BR (Conical Standoff Insulator M8 x 45mm -BR Insert ) | 1748 | 3006540 | 85381090
1747 | Finished Good | Low Voltage Standoff Insulators | Thermoset DMC/BMC Insulators | Conical Insulators | 106 | C845(M8)-AL (Conical Standoff Insulator M8 x 45mm -AL Insert ) | 1747 | 3006523 | 85381090
1746 | Finished Good | Low Voltage Standoff Insulators | Thermoset DMC/BMC Insulators | Conical Insulators | 106 | C840(M8)-SS (Conical Standoff Insulator M8 x 40mm -SS Insert ) | 1746 | 3006509 | 85381090
1745 | Finished Good | Low Voltage Standoff Insulators | Thermoset DMC/BMC Insulators | Conical Insulators | 106 | C840(M8)-MS (Conical Standoff Insulator M8 x 40mm - MS Insert ) | 1745 | 3006565 | 85381090
1744 | Finished Good | Low Voltage Standoff Insulators | Thermoset DMC/BMC Insulators | Conical Insulators | 106 | C840(M8)-BR (Conical Standoff Insulator M8 x 40mm -BR Insert ) | 1744 | 3006543 | 85381090
1743 | Finished Good | Low Voltage Standoff Insulators | Thermoset DMC/BMC Insulators | Conical Insulators | 106 | C840(M8)-AL (Conical Standoff Insulator M8 x 40mm -AL Insert ) | 1743 | 3006526 | 85381090
1742 | Finished Good | Low Voltage Standoff Insulators | Thermoset DMC/BMC Insulators | Conical Insulators | 106 | C835(M8)-SS (Conical Standoff Insulator M8 x 35mm -SS Insert ) | 1742 | 3006511 | 85381090
1741 | Finished Good | Low Voltage Standoff Insulators | Thermoset DMC/BMC Insulators | Conical Insulators | 106 | C835(M8)-MS (Conical Standoff Insulator M8 x 35mm - MS Insert ) | 1741 | 3006567 | 85381090
1740 | Finished Good | Low Voltage Standoff Insulators | Thermoset DMC/BMC Insulators | Conical Insulators | 106 | C835(M8)-BR (Conical Standoff Insulator M8 x 35mm -BR Insert ) | 1740 | 3006545 | 85381090
1739 | Finished Good | Low Voltage Standoff Insulators | Thermoset DMC/BMC Insulators | Conical Insulators | 106 | C835(M8)-AL (Conical Standoff Insulator M8 x 35mm -AL Insert ) | 1739 | 3006528 | 85381090
1738 | Finished Good | Low Voltage Standoff Insulators | Thermoset DMC/BMC Insulators | Conical Insulators | 106 | C830(M8)-SS (Conical Standoff Insulator M8 x 30mm -SS Insert ) | 1738 | 3006513 | 85381090
1737 | Finished Good | Low Voltage Standoff Insulators | Thermoset DMC/BMC Insulators | Conical Insulators | 106 | C830(M8)-MS (Conical Standoff Insulator M8 x 30mm - MS Insert ) | 1737 | 3006569 | 85381090
1736 | Finished Good | Low Voltage Standoff Insulators | Thermoset DMC/BMC Insulators | Conical Insulators | 106 | C830(M8)-BR (Conical Standoff Insulator M8 x 30mm -BR Insert ) | 1736 | 3006547 | 85381090
1735 | Finished Good | Low Voltage Standoff Insulators | Thermoset DMC/BMC Insulators | Conical Insulators | 106 | C830(M8)-AL (Conical Standoff Insulator M8 x 30mm -AL Insert ) | 1735 | 3006530 | 85381090
1734 | Finished Good | Low Voltage Standoff Insulators | Thermoset DMC/BMC Insulators | Conical Insulators | 106 | C645(M6)-SS (Conical Standoff Insulator M6 x 45mm -SS Insert ) | 1734 | 3006507 | 85381090
1733 | Finished Good | Low Voltage Standoff Insulators | Thermoset DMC/BMC Insulators | Conical Insulators | 106 | C645(M6)-MS (Conical Standoff Insulator M6 x 45mm - MS Insert ) | 1733 | 3006563 | 85381090
1732 | Finished Good | Low Voltage Standoff Insulators | Thermoset DMC/BMC Insulators | Conical Insulators | 106 | C645(M6)-BR (Conical Standoff Insulator M6 x 45mm -BR Insert ) | 1732 | 3006541 | 85381090
1731 | Finished Good | Low Voltage Standoff Insulators | Thermoset DMC/BMC Insulators | Conical Insulators | 106 | C645(M6)-AL (Conical Standoff Insulator M6 x 45mm -AL Insert ) | 1731 | 3006524 | 85381090
1730 | Finished Good | Low Voltage Standoff Insulators | Thermoset DMC/BMC Insulators | Conical Insulators | 106 | C640(M6)-SS (Conical Standoff Insulator M6 x 40mm -SS Insert ) | 1730 | 3006510 | 85381090
1729 | Finished Good | Low Voltage Standoff Insulators | Thermoset DMC/BMC Insulators | Conical Insulators | 106 | C640(M6)-MS (Conical Standoff Insulator M6 x 40mm - MS Insert ) | 1729 | 3006566 | 85381090
1728 | Finished Good | Low Voltage Standoff Insulators | Thermoset DMC/BMC Insulators | Conical Insulators | 106 | C640(M6)-BR (Conical Standoff Insulator M6 x 40mm -BR Insert ) | 1728 | 3006544 | 85381090
1727 | Finished Good | Low Voltage Standoff Insulators | Thermoset DMC/BMC Insulators | Conical Insulators | 106 | C640(M6)-AL (Conical Standoff Insulator M6 x 40mm -AL Insert ) | 1727 | 3006527 | 85381090
1726 | Finished Good | Low Voltage Standoff Insulators | Thermoset DMC/BMC Insulators | Conical Insulators | 106 | C635(M6)-SS (Conical Standoff Insulator M6 x 35mm -SS Insert ) | 1726 | 3006512 | 85381090
1725 | Finished Good | Low Voltage Standoff Insulators | Thermoset DMC/BMC Insulators | Conical Insulators | 106 | C635(M6)-MS (Conical Standoff Insulator M6 x 35mm - MS Insert ) | 1725 | 3006568 | 85381090
1724 | Finished Good | Low Voltage Standoff Insulators | Thermoset DMC/BMC Insulators | Conical Insulators | 106 | C635(M6)-BR (Conical Standoff Insulator M6 x 35mm -BR Insert ) | 1724 | 3006546 | 85381090
1723 | Finished Good | Low Voltage Standoff Insulators | Thermoset DMC/BMC Insulators | Conical Insulators | 106 | C635(M6)-AL (Conical Standoff Insulator M6 x 35mm -AL Insert ) | 1723 | 3006529 | 85381090
1722 | Finished Good | Low Voltage Standoff Insulators | Thermoset DMC/BMC Insulators | Conical Insulators | 106 | C630(M6)-SS (Conical Standoff Insulator M6 x 30mm -SS Insert ) | 1722 | 3006514 | 85381090
1721 | Finished Good | Low Voltage Standoff Insulators | Thermoset DMC/BMC Insulators | Conical Insulators | 106 | C630(M6)-MS (Conical Standoff Insulator M6 x 30mm - MS Insert ) | 1721 | 3006570 | 85381090
1720 | Finished Good | Low Voltage Standoff Insulators | Thermoset DMC/BMC Insulators | Conical Insulators | 106 | C630(M6)-BR (Conical Standoff Insulator M6 x 30mm -BR Insert ) | 1720 | 3006548 | 85381090
1719 | Finished Good | Low Voltage Standoff Insulators | Thermoset DMC/BMC Insulators | Conical Insulators | 106 | C630(M6)-AL (Conical Standoff Insulator M6 x 30mm -AL Insert ) | 1719 | 3006531 | 85381090
1718 | Finished Good | Low Voltage Standoff Insulators | Thermoset DMC/BMC Insulators | Conical Insulators | 106 | C625(M6)-SS (Conical Standoff Insulator M6 x 25mm -SS Insert ) | 1718 | 3006515 | 85381090
1717 | Finished Good | Low Voltage Standoff Insulators | Thermoset DMC/BMC Insulators | Conical Insulators | 106 | C625(M6)-MS (Conical Standoff Insulator M6 x 25mm - MS Insert ) | 1717 | 3006571 | 85381090
1716 | Finished Good | Low Voltage Standoff Insulators | Thermoset DMC/BMC Insulators | Conical Insulators | 106 | C625(M6)-BR (Conical Standoff Insulator M6 x 25mm -BR Insert ) | 1716 | 3006549 | 85381090
1715 | Finished Good | Low Voltage Standoff Insulators | Thermoset DMC/BMC Insulators | Conical Insulators | 106 | C625(M6)-AL (Conical Standoff Insulator M6 x 25mm -AL Insert ) | 1715 | 3006532 | 85381090
1714 | Raw Material | Packaging material | Packing boxes | Inner/Outer boxes | 212 | C60 wht inr (C60 WHITE INNER) | 1714 | 1001405 | 85381090
1713 | Raw Material | Packaging material | Packing boxes | Inner/Outer boxes | 212 | C60 wht inr (C60 WHITE INNER) | 1713 | 1001390 | 85381090
1712 | Raw Material | Packaging material | Packing boxes | Inner/Outer boxes | 212 | C60 PRINT inr (C60 PRINT INNER) | 1712 | 1001406 | 85381090
1711 | Raw Material | Packaging material | Packing boxes | Inner/Outer boxes | 212 | C60 PRINT inr (C60 PRINT INNER) | 1711 | 1001391 | 85381090
1710 | Raw Material | Packaging material | Packing boxes | Inner/Outer boxes | 212 | C60 otr (C60 OUTER) | 1710 | 1001407 | 85381090
1709 | Raw Material | Packaging material | Packing boxes | Inner/Outer boxes | 212 | C60 otr (C60 OUTER) | 1709 | 1001392 | 85381090
1708 | Raw Material | Packaging material | Packing boxes | Inner/Outer boxes | 212 | C50 otr (C50 OUTER) | 1708 | 1001408 | 85381090
1707 | Raw Material | Packaging material | Packing boxes | Inner/Outer boxes | 212 | C50 otr (C50 OUTER) | 1707 | 1001393 | 85381090
1706 | Raw Material | Packaging material | Packing boxes | Inner/Outer boxes | 212 | C50 PRINT inr (C50 PRINT INNER) | 1706 | 1001409 | 85381090
1705 | Raw Material | Packaging material | Packing boxes | Inner/Outer boxes | 212 | C50 PRINT inr (C50 PRINT INNER) | 1705 | 1001394 | 85381090
1704 | Raw Material | Packaging material | Packing boxes | Inner/Outer boxes | 212 | C40 wht inr (C40 WHITE INNER) | 1704 | 1001410 | 85381090
1703 | Raw Material | Packaging material | Packing boxes | Inner/Outer boxes | 212 | C40 wht inr (C40 WHITE INNER) | 1703 | 1001395 | 85381090
1702 | Raw Material | Packaging material | Packing boxes | Inner/Outer boxes | 212 | C40 otr (C40 OUTER) | 1702 | 1001411 | 85381090
1701 | Raw Material | Packaging material | Packing boxes | Inner/Outer boxes | 212 | C40 otr (C40 OUTER) | 1701 | 1001396 | 85381090
1700 | Raw Material | Packaging material | Packing boxes | Inner/Outer boxes | 212 | C-40 PRINT inr (C-40 PRINT INNER) | 1700 | 1001412 | 85381090
1699 | Raw Material | Packaging material | Packing boxes | Inner/Outer boxes | 212 | C-40 PRINT inr (C-40 PRINT INNER) | 1699 | 1001397 | 85381090
1698 | Raw Material | Packaging material | Packing boxes | Inner/Outer boxes | 212 | C-30 wht inr (C-30 WHITE INNER) | 1698 | 1001413 | 85381090
1697 | Raw Material | Packaging material | Packing boxes | Inner/Outer boxes | 212 | C-30 wht inr (C-30 WHITE INNER) | 1697 | 1001398 | 85381090
1696 | Raw Material | Packaging material | Packing boxes | Inner/Outer boxes | 212 | C-30 PRINT inr (C-30 PRINT INNER) | 1696 | 1001414 | 85381090
1695 | Raw Material | Packaging material | Packing boxes | Inner/Outer boxes | 212 | C-30 PRINT inr (C-30 PRINT INNER) | 1695 | 1001399 | 85381090
1694 | Raw Material | Packaging material | Packing boxes | Inner/Outer boxes | 212 | C30 POWERMAT inner | 1694 | 1001415 | 85381090
1693 | Raw Material | Packaging material | Packing boxes | Inner/Outer boxes | 212 | C30 otr (C30 OUTER) | 1693 | 1001400 | 85381090
1692 | Finished Good | Low Voltage Standoff Insulators | Thermoset DMC/BMC Insulators | Conical Insulators | 106 | C1270(M12)-SS (Conical Standoff Insulator M12 x 70mm -SS Insert ) | 1692 | 3006499 | 85381090
1691 | Finished Good | Low Voltage Standoff Insulators | Thermoset DMC/BMC Insulators | Conical Insulators | 106 | C1270(M12)-MS (Conical Standoff Insulator M12 x 70mm - MS Insert ) | 1691 | 3006555 | 85381090
1690 | Finished Good | Low Voltage Standoff Insulators | Thermoset DMC/BMC Insulators | Conical Insulators | 106 | C1270(M12)-BR (Conical Standoff Insulator M12 x 70mm -BR Insert ) | 1690 | 3006533 | 85381090
1689 | Finished Good | Low Voltage Standoff Insulators | Thermoset DMC/BMC Insulators | Conical Insulators | 106 | C1270(M12)-AL (Conical Standoff Insulator M12 x 70mm -AL Insert ) | 1689 | 3006516 | 85381090
1688 | Finished Good | Low Voltage Standoff Insulators | Thermoset DMC/BMC Insulators | Conical Insulators | 106 | C1260(M12)-SS (Conical Standoff Insulator M12 x 60mm -SS Insert ) | 1688 | 3006501 | 85381090
1687 | Finished Good | Low Voltage Standoff Insulators | Thermoset DMC/BMC Insulators | Conical Insulators | 106 | C1260(M12)-MS (Conical Standoff Insulator M12 x 60mm - MS Insert ) | 1687 | 3006557 | 85381090
1686 | Finished Good | Low Voltage Standoff Insulators | Thermoset DMC/BMC Insulators | Conical Insulators | 106 | C1260(M12)-BR (Conical Standoff Insulator M12 x 60mm -BR Insert ) | 1686 | 3006535 | 85381090
1685 | Finished Good | Low Voltage Standoff Insulators | Thermoset DMC/BMC Insulators | Conical Insulators | 106 | C1260(M12)-AL (Conical Standoff Insulator M12 x 60mm -AL Insert ) | 1685 | 3006518 | 85381090
1684 | Finished Good | Low Voltage Standoff Insulators | Thermoset DMC/BMC Insulators | Conical Insulators | 106 | C1250(M12)-SS (Conical Standoff Insulator M12 x 50mm -SS Insert ) | 1684 | 3006503 | 85381090
1683 | Finished Good | Low Voltage Standoff Insulators | Thermoset DMC/BMC Insulators | Conical Insulators | 106 | C1250(M12)-MS (Conical Standoff Insulator M12 x 50mm - MS Insert ) | 1683 | 3006559 | 85381090
1682 | Finished Good | Low Voltage Standoff Insulators | Thermoset DMC/BMC Insulators | Conical Insulators | 106 | C1250(M12)-BR (Conical Standoff Insulator M12 x 50mm -BR Insert ) | 1682 | 3006537 | 85381090
1681 | Finished Good | Low Voltage Standoff Insulators | Thermoset DMC/BMC Insulators | Conical Insulators | 106 | C1250(M12)-AL (Conical Standoff Insulator M12 x 50mm -AL Insert ) | 1681 | 3006520 | 85381090
1680 | Finished Good | Low Voltage Standoff Insulators | Thermoset DMC/BMC Insulators | Conical Insulators | 106 | C1070(M10)-SS (Conical Standoff Insulator M10 x 70mm -SS Insert ) | 1680 | 3006500 | 85381090
1679 | Finished Good | Low Voltage Standoff Insulators | Thermoset DMC/BMC Insulators | Conical Insulators | 106 | C1070(M10)-MS (Conical Standoff Insulator M10 x 70mm - MS Insert ) | 1679 | 3006556 | 85381090
1678 | Finished Good | Low Voltage Standoff Insulators | Thermoset DMC/BMC Insulators | Conical Insulators | 106 | C1070(M10)-BR (Conical Standoff Insulator M10 x 70mm -BR Insert ) | 1678 | 3006534 | 85381090
1677 | Finished Good | Low Voltage Standoff Insulators | Thermoset DMC/BMC Insulators | Conical Insulators | 106 | C1070(M10)-AL (Conical Standoff Insulator M10 x 70mm -AL Insert ) | 1677 | 3006517 | 85381090
1676 | Finished Good | Low Voltage Standoff Insulators | Thermoset DMC/BMC Insulators | Conical Insulators | 106 | C1060(M10)-SS (Conical Standoff Insulator M10 x 60mm -SS Insert ) | 1676 | 3006502 | 85381090
1675 | Finished Good | Low Voltage Standoff Insulators | Thermoset DMC/BMC Insulators | Conical Insulators | 106 | C1060(M10)-MS (Conical Standoff Insulator M10 x 60mm - MS Insert ) | 1675 | 3006558 | 85381090
1674 | Finished Good | Low Voltage Standoff Insulators | Thermoset DMC/BMC Insulators | Conical Insulators | 106 | C1060(M10)-BR (Conical Standoff Insulator M10 x 60mm -BR Insert ) | 1674 | 3006536 | 85381090
1673 | Finished Good | Low Voltage Standoff Insulators | Thermoset DMC/BMC Insulators | Conical Insulators | 106 | C1060(M10)-AL (Conical Standoff Insulator M10 x 60mm -AL Insert ) | 1673 | 3006519 | 85381090
1672 | Finished Good | Low Voltage Standoff Insulators | Thermoset DMC/BMC Insulators | Conical Insulators | 106 | C1050(M10)-SS (Conical Standoff Insulator M10 x 50mm -SS Insert ) | 1672 | 3006504 | 85381090
1671 | Finished Good | Low Voltage Standoff Insulators | Thermoset DMC/BMC Insulators | Conical Insulators | 106 | C1050(M10)-MS (Conical Standoff Insulator M10 x 50mm - MS Insert ) | 1671 | 3006560 | 85381090
1670 | Finished Good | Low Voltage Standoff Insulators | Thermoset DMC/BMC Insulators | Conical Insulators | 106 | C1050(M10)-BR (Conical Standoff Insulator M10 x 50mm -BR Insert ) | 1670 | 3006538 | 85381090
1669 | Finished Good | Low Voltage Standoff Insulators | Thermoset DMC/BMC Insulators | Conical Insulators | 106 | C1050(M10)-AL (Conical Standoff Insulator M10 x 50mm -AL Insert ) | 1669 | 3006521 | 85381090
1668 | Finished Good | Low Voltage Standoff Insulators | Thermoset DMC/BMC Insulators | Conical Insulators | 106 | C1040(M8)-SS (Conical Standoff Insulator M10 x 40mm -SS Insert ) | 1668 | 3006508 | 85381090
1667 | Finished Good | Low Voltage Standoff Insulators | Thermoset DMC/BMC Insulators | Conical Insulators | 106 | C1040(M8)-MS (Conical Standoff Insulator M10 x 40mm - MS Insert ) | 1667 | 3006564 | 85381090
1666 | Finished Good | Low Voltage Standoff Insulators | Thermoset DMC/BMC Insulators | Conical Insulators | 106 | C1040(M8)-BR (Conical Standoff Insulator M10 x 40mm -BR Insert ) | 1666 | 3006542 | 85381090
1665 | Finished Good | Low Voltage Standoff Insulators | Thermoset DMC/BMC Insulators | Conical Insulators | 106 | C1040(M8)-AL (Conical Standoff Insulator M10 x 40mm -AL Insert ) | 1665 | 3006525 | 85381090
1664 | Raw Material | Packaging material | Packing boxes | Inner/Outer boxes | 212 | C.T-7 PRINT inr (C.T-7 PRINT INNER) | 1664 | 1001416 | 85381090
1663 | Raw Material | Packaging material | Packing boxes | Inner/Outer boxes | 212 | C.T-7 PRINT inr (C.T-7 PRINT INNER) | 1663 | 1001401 | 85381090
1662 | Raw Material | Packaging material | Packing boxes | Inner/Outer boxes | 212 | C.T-6 PRINT inr (C.T-6 PRINT INNER) | 1662 | 1001417 | 85381090
1661 | Raw Material | Packaging material | Packing boxes | Inner/Outer boxes | 212 | C.T-6 PRINT inr (C.T-6 PRINT INNER) | 1661 | 1001402 | 85381090
1660 | Raw Material | Packaging material | Packing boxes | Inner/Outer boxes | 212 | C.T-5 PRINT inr (C.T-5 PRINT INNER) | 1660 | 1001418 | 85381090
1659 | Raw Material | Packaging material | Packing boxes | Inner/Outer boxes | 212 | C.T-5 PRINT inr (C.T-5 PRINT INNER) | 1659 | 1001403 | 85381090
1658 | Raw Material | Packaging material | Packing boxes | Inner/Outer boxes | 212 | C.T -1 PRINT inr (C.T -1 PRINT INNER) | 1658 | 1001419 | 85381090
1657 | Raw Material | Packaging material | Packing boxes | Inner/Outer boxes | 212 | C.T -1 PRINT inr (C.T -1 PRINT INNER) | 1657 | 1001404 | 85381090
1656 | Raw Material | Thermoset RM | DMC/SMC Raw Material | Additive | 79 | BYK-W-9010 (BYK-W-9010) | 1656 | 1001165 | 85381090
1655 | Raw Material | Thermoset RM | DMC/SMC Raw Material | Additive | 79 | BYK-P-9060 (BYK-P-9060) | 1655 | 1001166 | 85381090
1654 | Raw Material | Thermoset RM | DMC/SMC Raw Material | Additive | 79 | BYK-P-9051 (BYK-P-9051) | 1654 | 1001134 | 85381090
1653 | Raw Material | Thermoset RM | DMC/SMC Raw Material | Additive | 79 | BYK-9076 (BYK-9076) | 1653 | 1001167 | 85381090
1652 | Raw Material | Thermoset RM | DMC/SMC Raw Material | Additive | 79 | BYK-9075 (BYK-9075) | 1652 | 1001168 | 85381090
1651 | Raw Material | Thermoset RM | DMC/SMC Raw Material | Additive | 79 | BYK-9065 (BYK-9065) | 1651 | 1001169 | 85381090
1650 | Raw Material | Thermoset RM | DMC/SMC Raw Material | Additive | 79 | BYK W996 (BYK W996) | 1650 | 1001170 | 85381090
1649 | Raw Material | Thermoset RM | DMC/SMC Raw Material | Additive | 79 | BYK LPW 25138 (BYK LPW 25138) | 1649 | 1001171 | 85381090
1648 | Raw Material | Thermoset RM | DMC/SMC Raw Material | Additive | 79 | BYK LP W 23469 (BYK LP W 23469) | 1648 | 1001172 | 85381090
1647 | Raw Material | Thermoset RM | DMC/SMC Raw Material | Additive | 79 | BYK -A530 (BYK -A530) | 1647 | 1001173 | 85381090
1646 | Raw Material | Component of Current Transformer | Consumables for Current Transformer | Consumable | 108 | BRASS WASHER CT (BRASS WASHER CT) | 1646 | 1001560 | 85381090
1645 | Raw Material | Component of Current Transformer | Consumables for Current Transformer | Consumable | 108 | BRASS TERMINAL BAR CT (BRASS TERMINAL BAR CT) | 1645 | 1001561 | 85381090
1644 | Raw Material | Metal Parts for BBSI | Inserts | Brass Inserts | 82 | BRASS STUD B 16X33 (BRASS STUD B 16X33) | 1644 | 1001605 | 85381090
1643 | Raw Material | Metal Parts for BBSI | Inserts | Brass Inserts | 82 | BRASS STUD 10X32 (BRASS STUD 10X32) | 1643 | 1001606 | 85381090
1642 | Raw Material | Machined Metal Parts | Metal Items | Consumable Items | 111 | BRASS SLIDER 32 AMP (BRASS SLIDER 32 AMP) | 1642 | 1001185 | 85381090
1641 | Raw Material | Component of Current Transformer | Consumables for Current Transformer | Consumable | 108 | BRASS SCREW CT (BRASS SCREW CT) | 1641 | 1001562 | 85381090
1640 | Raw Material | Machined Metal Parts | Metal Items | Consumable Items | 111 | BRASS RING (BRASS RING) | 1640 | 1001186 | 85381090
1639 | Raw Material | Machined Metal Parts | Metal Items | Consumable Items | 111 | BRASS RECEIVER 0035843 (BRASS RECEIVER 0035843) | 1639 | 1001187 | 85381090
1638 | Raw Material | Machined Metal Parts | Metal Items | Consumable Items | 111 | BRASS PLUNGER 0035814 (BRASS PLUNGER 0035814) | 1638 | 1001188 | 85381090
1637 | Raw Material | Metal Parts for BBSI | Inserts | Brass Inserts | 82 | BRASS PIN PBH (80MM) (BRASS PIN PBH (80MM)) | 1637 | 1001607 | 85381090
1636 | Raw Material | Machined Metal Parts | Metal Items | Consumable Items | 111 | BRASS PIN PBH (105MM) (BRASS PIN PBH (105MM)) | 1636 | 1001189 | 85381090
1635 | Raw Material | Machined Metal Parts | Metal Items | Consumable Items | 111 | BRASS FIXED TERMINAL 32 AMP (BRASS FIXED TERMINAL 32 AMP) | 1635 | 1001190 | 85381090
1634 | Raw Material | Metal Parts for BBSI | Inserts | Brass Inserts | 82 | BRASS BOLT 10X30 (BRASS BOLT 10X30) | 1634 | 1001608 | 85381090
1633 | Raw Material | Thermoset RM | DMC/SMC Raw Material | Pigment | 249 | BPO (PIGMENT BPO) (BPO (PIGMENT BPO)) | 1633 | 1001174 | 85381090
1632 | Raw Material | Machined Metal Parts | Metal Items | Consumable Items | 111 | BOLT 8X20(C) (BOLT 8X20(C)) | 1632 | 1001254 | 85381090
1631 | Raw Material | Machined Metal Parts | Metal Items | Consumable Items | 111 | BOLT 6X15(C) (BOLT 6X15(C)) | 1631 | 1001255 | 85381090
1630 | Raw Material | Machined Metal Parts | Metal Items | Consumable Items | 111 | BOLT 12X25(C) (BOLT 12X25(C)) | 1630 | 1001256 | 85381090
1629 | Raw Material | Machined Metal Parts | Metal Items | Consumable Items | 111 | BOLT 10X25(C) (BOLT 10X25(C)) | 1629 | 1001257 | 85381090
1628 | Raw Material | Thermoset RM | DMC/SMC Raw Material | Glass fibre | 208 | BMC-FIBRE GLASS (BMC-FIBRE GLASS) | 1628 | 1001135 | 70193100
1627 | Raw Material | Thermoset RM | DMC/SMC Raw Material | Glass fibre | 208 | BD 600 MAT (BD 600 MAT) | 1627 | 1001109 | 85381090
1626 | Raw Material | Metal Parts for BBSI | Inserts | Brass Inserts | 82 | B3/8 1616 (Brass B3/8 1616) | 1626 | 1001609 | 85381090
1625 | Raw Material | Metal Parts for BBSI | Inserts | Brass Inserts | 82 | B3.50805 (Brass B3.50805) | 1625 | 1001610 | 85381090
1624 | Raw Material | Metal Parts for BBSI | Inserts | Brass Inserts | 82 | B226526 (Brass B226526) | 1624 | 1001611 | 85381090
1623 | Raw Material | Metal Parts for BBSI | Inserts | Brass Inserts | 82 | B205025 (Brass B205025) | 1623 | 1001612 | 85381090
1622 | Raw Material | Metal Parts for BBSI | Inserts | Brass Inserts | 82 | B204024 (Brass B204024) | 1622 | 1001613 | 85381090
1621 | Raw Material | Metal Parts for BBSI | Inserts | Brass Inserts | 82 | B203624 (Brass B203624) | 1621 | 1001614 | 85381090
1620 | Raw Material | Metal Parts for BBSI | Inserts | Brass Inserts | 82 | B203620 (Brass B203620) | 1620 | 1001615 | 85381090
1619 | Raw Material | Metal Parts for BBSI | Inserts | Brass Inserts | 82 | B2.50905 (Brass B2.50905) | 1619 | 1001616 | 85381090
1618 | Raw Material | Metal Parts for BBSI | Inserts | Brass Inserts | 82 | B2.50805 (Brass B2.50805) | 1618 | 1001617 | 85381090
1617 | Raw Material | Metal Parts for BBSI | Inserts | Brass Inserts | 82 | B2.50705 (Brass B2.50705) | 1617 | 1001618 | 85381090
1616 | Raw Material | Metal Parts for BBSI | Inserts | Brass Inserts | 82 | B167522 (Brass B167522) | 1616 | 1001619 | 85381090
1615 | Raw Material | Metal Parts for BBSI | Inserts | Brass Inserts | 82 | B167521 (Brass B167521) | 1615 | 1001620 | 85381090
1614 | Raw Material | Metal Parts for BBSI | Inserts | Brass Inserts | 82 | B165522 (Brass B165522) | 1614 | 1001621 | 85381090
1613 | Raw Material | Metal Parts for BBSI | Inserts | Brass Inserts | 82 | B165521 (Brass B165521) | 1613 | 1001622 | 85381090
1612 | Raw Material | Metal Parts for BBSI | Inserts | Brass Inserts | 82 | B165020 (Brass B165020) | 1612 | 1001623 | 85381090
1611 | Raw Material | Metal Parts for BBSI | Inserts | Brass Inserts | 82 | B164522 (Brass B164522) | 1611 | 1001624 | 85381090
1610 | Raw Material | Metal Parts for BBSI | Inserts | Brass Inserts | 82 | B163522 (Brass B163522) | 1610 | 1001625 | 85381090
1609 | Raw Material | Metal Parts for BBSI | Inserts | Brass Inserts | 82 | B163520 (Brass B163520) | 1609 | 1001626 | 85381090
1608 | Raw Material | Metal Parts for BBSI | Inserts | Brass Inserts | 82 | B163421 (Brass B163421) | 1608 | 1001627 | 85381090
1607 | Raw Material | Metal Parts for BBSI | Inserts | Brass Inserts | 82 | B163022 (Brass B163022) | 1607 | 1001628 | 85381090
1606 | Raw Material | Metal Parts for BBSI | Inserts | Brass Inserts | 82 | B162520 (Brass B162520) | 1606 | 1001629 | 85381090
1605 | Raw Material | Metal Parts for BBSI | Inserts | Brass Inserts | 82 | B162222 (Brass B162222) | 1605 | 1001630 | 85381090
1604 | Raw Material | Metal Parts for BBSI | Inserts | Brass Inserts | 82 | B123018 (Brass B123018) | 1604 | 1001631 | 85381090
1603 | Raw Material | Metal Parts for BBSI | Inserts | Brass Inserts | 82 | B123016 (Brass B123016) | 1603 | 1001632 | 85381090
1602 | Raw Material | Metal Parts for BBSI | Inserts | Brass Inserts | 82 | B122618 (Brass B122618) | 1602 | 1001633 | 85381090
1601 | Raw Material | Metal Parts for BBSI | Inserts | Brass Inserts | 82 | B122518 (Brass B122518) | 1601 | 1001634 | 85381090
1600 | Raw Material | Metal Parts for BBSI | Inserts | Brass Inserts | 82 | B122516 (Brass B122516) | 1600 | 1001635 | 85381090
1599 | Raw Material | Metal Parts for BBSI | Inserts | Brass Inserts | 82 | B122416 (Brass B122416) | 1599 | 1001636 | 85381090
1598 | Raw Material | Metal Parts for BBSI | Inserts | Brass Inserts | 82 | B1221.516 (Brass B1221.516) | 1598 | 1001637 | 85381090
1597 | Raw Material | Metal Parts for BBSI | Inserts | Brass Inserts | 82 | B122018 (Brass B122018) | 1597 | 1001638 | 85381090
1596 | Raw Material | Metal Parts for BBSI | Inserts | Brass Inserts | 82 | B122016 (Brass B122016) | 1596 | 1001639 | 85381090
1595 | Raw Material | Metal Parts for BBSI | Inserts | Brass Inserts | 82 | B122015 (Brass B122015) | 1595 | 1001640 | 85381090
1594 | Raw Material | Metal Parts for BBSI | Inserts | Brass Inserts | 82 | B121918 (Brass B121918) | 1594 | 1001641 | 85381090
1593 | Raw Material | Metal Parts for BBSI | Inserts | Brass Inserts | 82 | B121816 (Brass B121816) | 1593 | 1001642 | 85381090
1592 | Raw Material | Metal Parts for BBSI | Inserts | Brass Inserts | 82 | B121516 (Brass B121516) | 1592 | 1001643 | 85381090
1591 | Raw Material | Metal Parts for BBSI | Inserts | Brass Inserts | 82 | B103816 (Brass B103816) | 1591 | 1001644 | 85381090
1590 | Raw Material | Metal Parts for BBSI | Inserts | Brass Inserts | 82 | B103614 (Brass B103614) | 1590 | 1001645 | 85381090
1589 | Raw Material | Metal Parts for BBSI | Inserts | Brass Inserts | 82 | B103016 (Brass B103016) | 1589 | 1001646 | 85381090
1588 | Raw Material | Metal Parts for BBSI | Inserts | Brass Inserts | 82 | B103014 (Brass B103014) | 1588 | 1001647 | 85381090
1587 | Raw Material | Metal Parts for BBSI | Inserts | Brass Inserts | 82 | B102516 (Brass B102516) | 1587 | 1001648 | 85381090
1586 | Raw Material | Metal Parts for BBSI | Inserts | Brass Inserts | 82 | B102514 (Brass B102514) | 1586 | 1001649 | 85381090
1585 | Raw Material | Metal Parts for BBSI | Inserts | Brass Inserts | 82 | B102314 (Brass B102314) | 1585 | 1001650 | 85381090
1584 | Raw Material | Metal Parts for BBSI | Inserts | Brass Inserts | 82 | B102216 (Brass B102216) | 1584 | 1001651 | 85381090
1583 | Raw Material | Metal Parts for BBSI | Inserts | Brass Inserts | 82 | B102214 (Brass B102214) | 1583 | 1001652 | 85381090
1582 | Raw Material | Metal Parts for BBSI | Inserts | Brass Inserts | 82 | B102018 (Brass B102018) | 1582 | 1001653 | 85381090
1581 | Raw Material | Metal Parts for BBSI | Inserts | Brass Inserts | 82 | B102016 (Brass B102016) | 1581 | 1001654 | 85381090
1580 | Raw Material | Metal Parts for BBSI | Inserts | Brass Inserts | 82 | B102014 (Brass B102014) | 1580 | 1001655 | 85381090
1579 | Raw Material | Metal Parts for BBSI | Inserts | Brass Inserts | 82 | B101516 (Brass B101516) | 1579 | 1001656 | 85381090
1578 | Raw Material | Metal Parts for BBSI | Inserts | Brass Inserts | 82 | B101514 (Brass B101514) | 1578 | 1001657 | 85381090
1577 | Raw Material | Metal Parts for BBSI | Inserts | Brass Inserts | 82 | B101513 (Brass B101513) | 1577 | 1001658 | 85381090
1576 | Raw Material | Metal Parts for BBSI | Inserts | Brass Inserts | 82 | B101316 (Brass B101316) | 1576 | 1001659 | 85381090
1575 | Raw Material | Metal Parts for BBSI | Inserts | Brass Inserts | 82 | B101314 (Brass B101314) | 1575 | 1001660 | 85381090
1574 | Raw Material | Metal Parts for BBSI | Inserts | Brass Inserts | 82 | B101216 (Brass B101216) | 1574 | 1001661 | 85381090
1573 | Raw Material | Metal Parts for BBSI | Inserts | Brass Inserts | 82 | B101214 (Brass B101214) | 1573 | 1001662 | 85381090
1572 | Raw Material | Metal Parts for BBSI | Inserts | Brass Inserts | 82 | B085.508 (Brass B085.508) | 1572 | 1001663 | 85381090
1571 | Raw Material | Metal Parts for BBSI | Inserts | Brass Inserts | 82 | B082016 (Brass B082016) | 1571 | 1001664 | 85381090
1570 | Raw Material | Metal Parts for BBSI | Inserts | Brass Inserts | 82 | B082014 (Brass B082014) | 1570 | 1001665 | 85381090
1569 | Raw Material | Metal Parts for BBSI | Inserts | Brass Inserts | 82 | B082012 (Brass B082012) | 1569 | 1001666 | 85381090
1568 | Raw Material | Metal Parts for BBSI | Inserts | Brass Inserts | 82 | B081814 (Brass B081814) | 1568 | 1001667 | 85381090
1567 | Raw Material | Metal Parts for BBSI | Inserts | Brass Inserts | 82 | B081614 (Brass B081614) | 1567 | 1001668 | 85381090
1566 | Raw Material | Metal Parts for BBSI | Inserts | Brass Inserts | 82 | B081516 (Brass B081516) | 1566 | 1001669 | 85381090
1565 | Raw Material | Metal Parts for BBSI | Inserts | Brass Inserts | 82 | B081514 (Brass B081514) | 1565 | 1001670 | 85381090
1564 | Raw Material | Metal Parts for BBSI | Inserts | Brass Inserts | 82 | B081512 (Brass B081512) | 1564 | 1001671 | 85381090
1563 | Raw Material | Metal Parts for BBSI | Inserts | Brass Inserts | 82 | B0814.514 (Brass B0814.514) | 1563 | 1001672 | 85381090
1562 | Raw Material | Metal Parts for BBSI | Inserts | Brass Inserts | 82 | B081312 (Brass B081312) | 1562 | 1001673 | 85381090
1561 | Raw Material | Metal Parts for BBSI | Inserts | Brass Inserts | 82 | B081214 (Brass B081214) | 1561 | 1001674 | 85381090
1560 | Raw Material | Metal Parts for BBSI | Inserts | Brass Inserts | 82 | B081212 (Brass B081212) | 1560 | 1001675 | 85381090
1559 | Raw Material | Metal Parts for BBSI | Inserts | Brass Inserts | 82 | B081211 (Brass B081211) | 1559 | 1001676 | 85381090
1558 | Raw Material | Metal Parts for BBSI | Inserts | Brass Inserts | 82 | B081012 (Brass B081012) | 1558 | 1001677 | 85381090
1557 | Raw Material | Metal Parts for BBSI | Inserts | Brass Inserts | 82 | B081011 (Brass B081011) | 1557 | 1001678 | 85381090
1556 | Raw Material | Metal Parts for BBSI | Inserts | Brass Inserts | 82 | B080712 (Brass B080712) | 1556 | 1001679 | 85381090
1555 | Raw Material | Metal Parts for BBSI | Inserts | Brass Inserts | 82 | B062014 (Brass B062014) | 1555 | 1001680 | 85381090
1554 | Raw Material | Metal Parts for BBSI | Inserts | Brass Inserts | 82 | B062010 (Brass B062010) | 1554 | 1001681 | 85381090
1553 | Raw Material | Metal Parts for BBSI | Inserts | Brass Inserts | 82 | B061612 (Brass B061612) | 1553 | 1001682 | 85381090
1552 | Raw Material | Metal Parts for BBSI | Inserts | Brass Inserts | 82 | B061610 (Brass B061610) | 1552 | 1001683 | 85381090
1551 | Raw Material | Metal Parts for BBSI | Inserts | Brass Inserts | 82 | B061514 (Brass B061514) | 1551 | 1001684 | 85381090
1550 | Raw Material | Metal Parts for BBSI | Inserts | Brass Inserts | 82 | B061512 (Brass B061512) | 1550 | 1001685 | 85381090
1549 | Raw Material | Metal Parts for BBSI | Inserts | Brass Inserts | 82 | B061510 (Brass B061510) | 1549 | 1001686 | 85381090
1548 | Raw Material | Metal Parts for BBSI | Inserts | Brass Inserts | 82 | B061310 (Brass B061310) | 1548 | 1001687 | 85381090
1547 | Raw Material | Metal Parts for BBSI | Inserts | Brass Inserts | 82 | B0613.510 (Brass B0613.510) | 1547 | 1001688 | 85381090
1546 | Raw Material | Metal Parts for BBSI | Inserts | Brass Inserts | 82 | B061214 (Brass B061214) | 1546 | 1001689 | 85381090
1545 | Raw Material | Metal Parts for BBSI | Inserts | Brass Inserts | 82 | B061212 (Brass B061212) | 1545 | 1001690 | 85381090
1544 | Raw Material | Metal Parts for BBSI | Inserts | Brass Inserts | 82 | B061210 (Brass B061210) | 1544 | 1001691 | 85381090
1543 | Raw Material | Metal Parts for BBSI | Inserts | Brass Inserts | 82 | B061114 (Brass B061114) | 1543 | 1001692 | 85381090
1542 | Raw Material | Metal Parts for BBSI | Inserts | Brass Inserts | 82 | B061112 (Brass B061112) | 1542 | 1001693 | 85381090
1541 | Raw Material | Metal Parts for BBSI | Inserts | Brass Inserts | 82 | B061110 (Brass B061110) | 1541 | 1001694 | 85381090
1540 | Raw Material | Metal Parts for BBSI | Inserts | Brass Inserts | 82 | B061012 (Brass B061012) | 1540 | 1001695 | 85381090
1539 | Raw Material | Metal Parts for BBSI | Inserts | Brass Inserts | 82 | B061010 (Brass B061010) | 1539 | 1001696 | 85381090
1538 | Raw Material | Metal Parts for BBSI | Inserts | Brass Inserts | 82 | B0610.512 (Brass B0610.512) | 1538 | 1001697 | 85381090
1537 | Raw Material | Metal Parts for BBSI | Inserts | Brass Inserts | 82 | B0610.510 (Brass B0610.510) | 1537 | 1001698 | 85381090
1536 | Raw Material | Metal Parts for BBSI | Inserts | Brass Inserts | 82 | B060909 (Brass B060909) | 1536 | 1001699 | 85381090
1535 | Raw Material | Metal Parts for BBSI | Inserts | Brass Inserts | 82 | B060710 (Brass B060710) | 1535 | 1001700 | 85381090
1534 | Raw Material | Metal Parts for BBSI | Inserts | Brass Inserts | 82 | B0520.509 (Brass B0520.509) | 1534 | 1001701 | 85381090
1533 | Raw Material | Metal Parts for BBSI | Inserts | Brass Inserts | 82 | B051509 (Brass B051509) | 1533 | 1001702 | 85381090
1532 | Raw Material | Metal Parts for BBSI | Inserts | Brass Inserts | 82 | B051012 (Brass B051012) | 1532 | 1001703 | 85381090
1531 | Raw Material | Metal Parts for BBSI | Inserts | Brass Inserts | 82 | B051010 (Brass B051010) | 1531 | 1001704 | 85381090
1530 | Raw Material | Metal Parts for BBSI | Inserts | Brass Inserts | 82 | B051009 (Brass B051009) | 1530 | 1001705 | 85381090
1529 | Raw Material | Metal Parts for BBSI | Inserts | Brass Inserts | 82 | B050808 (Brass B050808) | 1529 | 1001706 | 85381090
1528 | Raw Material | Metal Parts for BBSI | Inserts | Brass Inserts | 82 | B050509 (Brass B050509) | 1528 | 1001707 | 85381090
1527 | Raw Material | Metal Parts for BBSI | Inserts | Brass Inserts | 82 | B045.508 (Brass B045.508) | 1527 | 1001708 | 85381090
1526 | Raw Material | Metal Parts for BBSI | Inserts | Brass Inserts | 82 | B041210 (Brass B041210) | 1526 | 1001709 | 85381090
1525 | Raw Material | Metal Parts for BBSI | Inserts | Brass Inserts | 82 | B041008 (Brass B041008) | 1525 | 1001710 | 85381090
1524 | Raw Material | Metal Parts for BBSI | Inserts | Brass Inserts | 82 | B041006 (Brass B041006) | 1524 | 1001711 | 85381090
1523 | Raw Material | Metal Parts for BBSI | Inserts | Brass Inserts | 82 | B040709 (Brass B040709) | 1523 | 1001712 | 85381090
1522 | Raw Material | Metal Parts for BBSI | Inserts | Brass Inserts | 82 | B040708 (Brass B040708) | 1522 | 1001713 | 85381090
1521 | Raw Material | Metal Parts for BBSI | Inserts | Brass Inserts | 82 | B040508 (Brass B040508) | 1521 | 1001714 | 85381090
1520 | Raw Material | Metal Parts for BBSI | Inserts | Brass Inserts | 82 | B040405 (Brass B040405) | 1520 | 1001715 | 85381090
1519 | Raw Material | Metal Parts for BBSI | Inserts | Brass Inserts | 82 | B030708 (Brass B030708) | 1519 | 1001716 | 85381090
1518 | Raw Material | Metal Parts for BBSI | Inserts | Brass Inserts | 82 | B030405 (Brass B030405) | 1518 | 1001717 | 85381090
1517 | Raw Material | Packaging material | Packing boxes | Inner/Outer boxes | 212 | AV230230 PRINT inr (AV230230 PRINT INNER) | 1517 | 1001420 | 85381090
1516 | Raw Material | Packaging material | Packing boxes | Inner/Outer boxes | 212 | AV184184 PRINT inr (AV184184 PRINT INNER) | 1516 | 1001421 | 85381090
1515 | Raw Material | Packaging material | Packing boxes | Inner/Outer boxes | 212 | AV130130 PRINT inr (AV130130 PRINT INNER) | 1515 | 1001422 | 85381090
1514 | Finished Good | Panel Accessories | Fan Louver | Snap-on Dome type | 298 | AV 230 DM-806 (Snap/Screw Fitted Suitable For 6" Fan - Grey ) | 1514 | 3004331 | 85381090
1513 | Finished Good | Panel Accessories | Fan Louver | Snap-on type | 299 | AV 230 (Snap/Screw Fitted Suitable For 8" Fan - Grey ) | 1513 | 3004333 | 85381090
1512 | Finished Good | Panel Accessories | Fan Louver | Snap-on Dome type | 298 | AV 184 DM - 604 (Snap/Screw Fitted Suitable For 4" Fan - Grey ) | 1512 | 3004332 | 85381090
1511 | Finished Good | Panel Accessories | Fan Louver | Snap-on type | 299 | AV 184 (Snap/Screw Fitted Suitable For 6" Fan - Grey ) | 1511 | 3004334 | 85381090
1510 | Finished Good | Panel Accessories | Fan Louver | Snap-on type | 299 | AV 130 (Snap/Screw Fitted Suitable For 4" Fan - Grey ) | 1510 | 3004335 | 85381090
1509 | Finished Good | Low Voltage Busbar Supports & Connector | SMC/DMC Busbar Supports & Connector | ANORD | 329 | AU-S-S-6 (Anord Custom busbar support) | 1509 | 3003606 | 85381090
1508 | Finished Good | Low Voltage Busbar Supports & Connector | SMC/DMC Busbar Supports & Connector | ANORD | 329 | AU-S-S-5.75 (Anord Custom busbar support) | 1508 | 3003605 | 85381090
1507 | Finished Good | Low Voltage Busbar Supports & Connector | SMC/DMC Busbar Supports & Connector | ANORD | 329 | AU-S-S-5 (Anord Custom busbar support) | 1507 | 3003604 | 85381090
1506 | Finished Good | Low Voltage Busbar Supports & Connector | SMC/DMC Busbar Supports & Connector | ANORD | 329 | AU-S-S-1.75-150kA (Anord Custom busbar support) | 1506 | 3003603 | 85381090
1505 | Finished Good | Low Voltage Busbar Supports & Connector | SMC/DMC Busbar Supports & Connector | ANORD | 329 | AU-S-S-1.75 (Anord Custom busbar support) | 1505 | 3003602 | 85381090
1504 | Finished Good | Low Voltage Busbar Supports & Connector | SMC/DMC Busbar Supports & Connector | ANORD | 329 | AU-S-S-0.75 (Anord Custom busbar support) | 1504 | 3003601 | 85381090
1503 | Finished Good | Low Voltage Busbar Supports & Connector | SMC/DMC Busbar Supports & Connector | ANORD | 329 | AU-S-S-0.25 (Anord Custom busbar support) | 1503 | 3003600 | 85381090
1502 | Raw Material | Thermoset RM | DMC/SMC Raw Material | Filler | 155 | ALLUMINIUM TRI HYDROTRATE (ATH) | 1502 | 1001175 | 28183000
1501 | Finished Good | Low Voltage Standoff Insulators | Thermoset DMC/BMC Insulators | Pado | 240 | AT45260 (45HH1260- Full Hex AF-45mm X 60mm - M12 MS Insert) | 1501 | 3003775 | 85381090
1500 | Finished Good | Low Voltage Standoff Insulators | Thermoset DMC/BMC Insulators | Pado | 240 | AT45255 (45HH1255- Full Hex AF-45mm X 55mm - M12 MS Insert) | 1500 | 3003776 | 85381090
1499 | Finished Good | Low Voltage Standoff Insulators | Thermoset DMC/BMC Insulators | Pado | 240 | AT45250 (45HH1250- Full Hex AF-45mm X 50mm - M12 MS Insert) | 1499 | 3003777 | 85381090
1498 | Finished Good | Low Voltage Standoff Insulators | Thermoset DMC/BMC Insulators | Pado | 240 | AT45121 (45HH12100- Full Hex AF-45mm X 100mm - M12 MS Insert) | 1498 | 3003778 | 85381090
1497 | Finished Good | Low Voltage Standoff Insulators | Thermoset DMC/BMC Insulators | Pado | 240 | AT35060 (35HH1060- Full Hex AF-35mm X 60mm - M10 MS Insert) | 1497 | 3003779 | 85381090
1496 | Finished Good | Low Voltage Standoff Insulators | Thermoset DMC/BMC Insulators | Pado | 240 | AT35055 (35HH1055- Full Hex AF-35mm X 55mm - M10 MS Insert) | 1496 | 3003780 | 85381090
1495 | Finished Good | Low Voltage Standoff Insulators | Thermoset DMC/BMC Insulators | Pado | 240 | AT35050 (35HH1050- Full Hex AF-35mm X 50mm - M10 MS Insert) | 1495 | 3003781 | 85381090
1494 | Finished Good | Low Voltage Standoff Insulators | Thermoset DMC/BMC Insulators | Pado | 240 | AT35045 (35HH1045- Full Hex AF-35mm X 45mm - M10 MS Insert) | 1494 | 3003782 | 85381090
1493 | Finished Good | Low Voltage Standoff Insulators | Thermoset DMC/BMC Insulators | Pado | 240 | AT35040 (35HH1040- Full Hex AF-35mm X 40mm - M10 MS Insert) | 1493 | 3003783 | 85381090
1492 | Finished Good | Low Voltage Standoff Insulators | Thermoset DMC/BMC Insulators | Pado | 240 | AT25860 (25HH860-Full Hex AF-25mm X 60mm - M8 MS Insert) | 1492 | 3003784 | 85381090
1491 | Finished Good | Low Voltage Standoff Insulators | Thermoset DMC/BMC Insulators | Pado | 240 | AT25855 (25HH855-Full Hex AF-25mm X 55mm - M8 MS Insert) | 1491 | 3003785 | 85381090
1490 | Finished Good | Low Voltage Standoff Insulators | Thermoset DMC/BMC Insulators | Pado | 240 | AT25850 (25HH850-Full Hex AF-25mm X 50mm - M8 MS Insert) | 1490 | 3003786 | 85381090
1489 | Finished Good | Low Voltage Standoff Insulators | Thermoset DMC/BMC Insulators | Pado | 240 | AT25845 (25HH845-Full Hex AF-25mm X 45mm - M8 MS Insert) | 1489 | 3003787 | 85381090
1488 | Finished Good | Low Voltage Standoff Insulators | Thermoset DMC/BMC Insulators | Pado | 240 | AT25840 (25HH840-Full Hex AF-25mm X 40mm - M8 MS Insert) | 1488 | 3003788 | 85381090
1487 | Finished Good | Low Voltage Standoff Insulators | Thermoset DMC/BMC Insulators | Pado | 240 | AT25835 (25HH835-Full Hex AF-25mm X 35mm - M8 MS Insert) | 1487 | 3003789 | 85381090
1486 | Finished Good | Low Voltage Standoff Insulators | Thermoset DMC/BMC Insulators | Pado | 240 | AT25830 (25HH830-Full Hex AF-25mm X 30mm - M8 MS Insert) | 1486 | 3003790 | 85381090
1485 | Finished Good | Low Voltage Standoff Insulators | Thermoset DMC/BMC Insulators | Pado | 240 | AT25825 (25HH825-Full Hex AF-25mm X 25mm - M8 MS Insert) | 1485 | 3003791 | 85381090
1484 | Finished Good | Low Voltage Standoff Insulators | Thermoset DMC/BMC Insulators | Pado | 240 | AT20660 (20HH660-Full Hex AF-20mm X 60mm - M6 MS Insert) | 1484 | 3003792 | 85381090
1483 | Finished Good | Low Voltage Standoff Insulators | Thermoset DMC/BMC Insulators | Pado | 240 | AT20655 (20HH655-Full Hex AF-20mm X 55mm - M6 MS Insert) | 1483 | 3003793 | 85381090
1482 | Finished Good | Low Voltage Standoff Insulators | Thermoset DMC/BMC Insulators | Pado | 240 | AT20650 (20HH650-Full Hex AF-20mm X 50mm - M6 MS Insert) | 1482 | 3003794 | 85381090
1481 | Finished Good | Low Voltage Standoff Insulators | Thermoset DMC/BMC Insulators | Pado | 240 | AT20645 (20HH645-Full Hex AF-20mm X 45mm - M6 MS Insert) | 1481 | 3003795 | 85381090
1480 | Finished Good | Low Voltage Standoff Insulators | Thermoset DMC/BMC Insulators | Pado | 240 | AT20640 (20HH640-Full Hex AF-20mm X 40mm - M6 MS Insert) | 1480 | 3003796 | 85381090
1479 | Finished Good | Low Voltage Standoff Insulators | Thermoset DMC/BMC Insulators | Pado | 240 | AT20635 (20HH635-Full Hex AF-20mm X 35mm - M6 MS Insert) | 1479 | 3003797 | 85381090
1478 | Finished Good | Low Voltage Standoff Insulators | Thermoset DMC/BMC Insulators | Pado | 240 | AT20630 (20HH630-Full Hex AF-20mm X 30mm - M6 MS Insert) | 1478 | 3003798 | 85381090
1477 | Finished Good | Low Voltage Standoff Insulators | Thermoset DMC/BMC Insulators | Pado | 240 | AT20625 (20HH625-Full Hex AF-20mm X 25mm - M6 MS Insert) | 1477 | 3003799 | 85381090
1476 | Finished Good | Low Voltage Standoff Insulators | Thermoset DMC/BMC Insulators | Pado | 240 | AT20525 (20HH525-Full Hex AF-20mm X 25mm - M5 MS Insert) | 1476 | 3003800 | 85381090
1475 | Finished Good | Low Voltage Standoff Insulators | Thermoset DMC/BMC Insulators | Pado | 240 | AT20520 (20HH520-Full Hex AF-20mm X 20mm - M5 MS Insert ) | 1475 | 3003801 | 85381090
1474 | By Product | Thermoplastic SCRAP | Injection molding scrap | Engineered Plastic | 154 | ASZ4 BLACK BEZ3-HIBK SCRAP (ASZ4 BLACK BEZ3-HIBK) | 1474 | 2009036 | 85381090
1473 | Raw Material | Thermoplastic RM | Injection molding RM | Engineered Plastic | 153 | ASZ4 BLACK BEZ3-HIBK (ASZ4 BLACK BEZ3-HIBK) | 1473 | 1001050 | 85381090
1472 | By Product | Thermoplastic SCRAP | Injection molding scrap | Engineered Plastic | 154 | ASG 5 FR VO SCRAP (ASG 5 FR VO) | 1472 | 2009037 | 85381090
1471 | Raw Material | Thermoplastic RM | Injection molding RM | Engineered Plastic | 153 | ASG 5 FR VO (ASG 5 FR VO) | 1471 | 1001051 | 85381090
1470 | By Product | Thermoplastic SCRAP | Injection molding scrap | Engineered Plastic | 154 | ASCEND AFR 450X2 SCRAP (ASCEND AFR 450X2) | 1470 | 2009038 | 85381090
1469 | Raw Material | Thermoplastic RM | Injection molding RM | Engineered Plastic | 153 | ASCEND AFR 450X2 (ASCEND AFR 450X2) | 1469 | 1001052 | 85381090
1468 | Raw Material | Thermoset RM | Epoxy Raw Material | Resin | 274 | AROPOL 7030 (AROPOL 7030) | 1468 | 1001176 | 85381090
1467 | Raw Material | Thermoset RM | Epoxy Raw Material | Resin | 274 | AROPOL 5012 UV (AROPOL 5012 UV) | 1467 | 1001110 | 85381090
1466 | Raw Material | Thermoset RM | Epoxy Raw Material | Resin | 274 | AROPOL 1691 (AROPOL 1691) | 1466 | 1001136 | 85381090
1465 | Raw Material | Metal Parts for BBSI | Inserts | Aluminium Inserts | 80 | ALSTUD 041007 (Aluminium Stud ALSTUD 041007) | 1465 | 1001975 | 85381090
1464 | Raw Material | Metal Parts for BBSI | Inserts | Aluminium Inserts | 80 | ALSM081512 (Aluminium Stud ALSM081512) | 1464 | 1001950 | 85381090
1463 | Raw Material | Metal Parts for BBSI | Inserts | Aluminium Inserts | 80 | ALSM081012 (Aluminium Stud ALSM081012) | 1463 | 1001951 | 85381090
1462 | Raw Material | Metal Parts for BBSI | Inserts | Aluminium Inserts | 80 | ALSM061510 (Aluminium Stud ALSM061510) | 1462 | 1001952 | 85381090
1461 | Raw Material | Metal Parts for BBSI | Inserts | Aluminium Inserts | 80 | ALSM061010 (Aluminium Stud ALSM061010) | 1461 | 1001953 | 85381090
1460 | Raw Material | Metal Parts for BBSI | Inserts | Aluminium Inserts | 80 | ALSM06079.5 (Aluminium Stud ALSM06079.5) | 1460 | 1001954 | 85381090
1459 | Raw Material | Metal Parts for BBSI | Inserts | Aluminium Inserts | 80 | ALSM0513(08)10 (Aluminium Stud ALSM0513(08)10) | 1459 | 1001955 | 85381090
1458 | Raw Material | Metal Parts for BBSI | Inserts | Aluminium Inserts | 80 | ALSM051010 (Aluminium Stud ALSM051010) | 1458 | 1001956 | 85381090
1457 | Raw Material | Metal Parts for BBSI | Inserts | Aluminium Inserts | 80 | ALSM0417(07)07 (Aluminium Stud ALSM0417(07)07) | 1457 | 1001957 | 85381090
1456 | Raw Material | Metal Parts for BBSI | Inserts | Aluminium Inserts | 80 | ALSM040707 (Aluminium Stud ALSM040707) | 1456 | 1001976 | 85381090
1455 | Raw Material | Metal Parts for BBSI | Inserts | Aluminium Inserts | 80 | ALSM040706 (Aluminium Stud ALSM040706) | 1455 | 1001958 | 85381090
1454 | Raw Material | Metal Parts for BBSI | Inserts | Aluminium Inserts | 80 | ALSM031005 (Aluminium Stud ALSM031005) | 1454 | 1001959 | 85381090
1453 | Raw Material | Metal Parts for BBSI | Inserts | Aluminium Inserts | 80 | ALSM030905 (Aluminium Stud ALSM030905) | 1453 | 1001960 | 85381090
1452 | Raw Material | Metal Parts for BBSI | Inserts | Aluminium Inserts | 80 | ALSM030705 (Aluminium Stud ALSM030705) | 1452 | 1001961 | 85381090
1451 | Raw Material | Metal Parts for BBSI | Inserts | Aluminium Inserts | 80 | ALSM 0617.5(10.5)12 (Aluminium Stud ALSM 0617.5(10.5)12) | 1451 | 1001962 | 85381090
1450 | Raw Material | Metal Parts for BBSI | Inserts | Aluminium Inserts | 80 | AL5/8"2522 (Aluminium AL5/8"2522) | 1450 | 1001977 | 85381090
1449 | Raw Material | Metal Parts for BBSI | Inserts | Aluminium Inserts | 80 | AL5/8"2422 (Aluminium AL5/8" 2422) | 1449 | 1001978 | 85381090
1448 | Raw Material | Metal Parts for BBSI | Inserts | Aluminium Inserts | 80 | AL5/8"2222 (Aluminium AL5/8 2222) | 1448 | 1001979 | 85381090
1447 | Raw Material | Metal Parts for BBSI | Inserts | Aluminium Inserts | 80 | AL5/16"2016 (Aluminium AL5/16 2016) | 1447 | 1001980 | 85381090
1446 | Raw Material | Metal Parts for BBSI | Inserts | Aluminium Inserts | 80 | AL5/16"1616 (Aluminium AL5/16 1616) | 1446 | 1001981 | 85381090
1445 | Raw Material | Metal Parts for BBSI | Inserts | Aluminium Inserts | 80 | AL3/8"3516 (Aluminium AL3/8 3516") | 1445 | 1001982 | 85381090
1444 | Raw Material | Metal Parts for BBSI | Inserts | Aluminium Inserts | 80 | AL3/8"3016 (Aluminium AL3/8 3016") | 1444 | 1001983 | 85381090
1443 | Raw Material | Metal Parts for BBSI | Inserts | Aluminium Inserts | 80 | AL3/8"2516 (Aluminium AL3/8 2516") | 1443 | 1001984 | 85381090
1442 | Raw Material | Metal Parts for BBSI | Inserts | Aluminium Inserts | 80 | AL3/8"2016 (Aluminium AL3/8 2016) | 1442 | 1001985 | 85381090
1441 | Raw Material | Metal Parts for BBSI | Inserts | Aluminium Inserts | 80 | AL3/8"1816 (Aluminium AL3/8 1816) | 1441 | 1001986 | 85381090
1440 | Raw Material | Metal Parts for BBSI | Inserts | Aluminium Inserts | 80 | AL3/8"1716 (Aluminium AL3/8 1716) | 1440 | 1001987 | 85381090
1439 | Raw Material | Metal Parts for BBSI | Inserts | Aluminium Inserts | 80 | AL3/8"1516 (Aluminium AL3/8 1516") | 1439 | 1001988 | 85381090
1438 | Raw Material | Metal Parts for BBSI | Inserts | Aluminium Inserts | 80 | AL3/8"1316 (Aluminium AL3/8 1316) | 1438 | 1001989 | 85381090
1437 | Raw Material | Metal Parts for BBSI | Inserts | Aluminium Inserts | 80 | AL3/8"10.516 (Aluminium AL3/8 10.516) | 1437 | 1001990 | 85381090
1436 | Raw Material | Metal Parts for BBSI | Inserts | Aluminium Inserts | 80 | AL167522 (Aluminium AL167522) | 1436 | 1001991 | 85381090
1435 | Raw Material | Metal Parts for BBSI | Inserts | Aluminium Inserts | 80 | AL167522 (Aluminium AL167522) | 1435 | 1001963 | 85381090
1434 | Raw Material | Metal Parts for BBSI | Inserts | Aluminium Inserts | 80 | AL165522 (Aluminium AL165522) | 1434 | 1001992 | 85381090
1433 | Raw Material | Metal Parts for BBSI | Inserts | Aluminium Inserts | 80 | AL163522 (Aluminium AL163522) | 1433 | 1001993 | 85381090
1432 | Raw Material | Metal Parts for BBSI | Inserts | Aluminium Inserts | 80 | AL163022 (Aluminium AL163022) | 1432 | 1001994 | 85381090
1431 | Raw Material | Metal Parts for BBSI | Inserts | Aluminium Inserts | 80 | AL123019 (Aluminium AL123019) | 1431 | 1001995 | 85381090
1430 | Raw Material | Metal Parts for BBSI | Inserts | Aluminium Inserts | 80 | AL122522 (Aluminium AL122522) | 1430 | 1001996 | 85381090
1429 | Raw Material | Metal Parts for BBSI | Inserts | Aluminium Inserts | 80 | AL122519 (Aluminium AL122519) | 1429 | 1001997 | 85381090
1428 | Raw Material | Metal Parts for BBSI | Inserts | Aluminium Inserts | 80 | AL122019 (Aluminium AL122019) | 1428 | 1001998 | 85381090
1427 | Raw Material | Metal Parts for BBSI | Inserts | Aluminium Inserts | 80 | AL121819 (Aluminium AL121819) | 1427 | 1001999 | 85381090
1426 | Raw Material | Metal Parts for BBSI | Inserts | Aluminium Inserts | 80 | AL121816 (Aluminium AL121816) | 1426 | 1002000 | 85381090
1425 | Raw Material | Metal Parts for BBSI | Inserts | Aluminium Inserts | 80 | AL121519 (Aluminium AL121519) | 1425 | 1002001 | 85381090
1424 | Raw Material | Metal Parts for BBSI | Inserts | Aluminium Inserts | 80 | AL103022 (Aluminium AL103022) | 1424 | 1002002 | 85381090
1423 | Raw Material | Metal Parts for BBSI | Inserts | Aluminium Inserts | 80 | AL102516 (Aluminium AL102516) | 1423 | 1002003 | 85381090
1422 | Raw Material | Metal Parts for BBSI | Inserts | Aluminium Inserts | 80 | AL102016 (Aluminium AL102016) | 1422 | 1002004 | 85381090
1421 | Raw Material | Metal Parts for BBSI | Inserts | Aluminium Inserts | 80 | AL101816 (Aluminium AL101816) | 1421 | 1002005 | 85381090
1420 | Raw Material | Metal Parts for BBSI | Inserts | Aluminium Inserts | 80 | AL101516 (Aluminium AL101516) | 1420 | 1002006 | 85381090
1419 | Raw Material | Metal Parts for BBSI | Inserts | Aluminium Inserts | 80 | AL101514 (Aluminium AL101514) | 1419 | 1002007 | 85381090
1418 | Raw Material | Metal Parts for BBSI | Inserts | Aluminium Inserts | 80 | AL101216 (Aluminium AL101216) | 1418 | 1002008 | 85381090
1417 | Raw Material | Metal Parts for BBSI | Inserts | Aluminium Inserts | 80 | AL10 1916 (Aluminium AL10 1916) | 1417 | 1002009 | 85381090
1416 | Raw Material | Metal Parts for BBSI | Inserts | Aluminium Inserts | 80 | AL1/4"2012 (Aluminium AL1/4 2012) | 1416 | 1002011 | 85381090
1415 | Raw Material | Metal Parts for BBSI | Inserts | Aluminium Inserts | 80 | AL1/4"1616 (Aluminium AL1/4"1616) | 1415 | 1001964 | 85381090
1414 | Raw Material | Metal Parts for BBSI | Inserts | Aluminium Inserts | 80 | AL1/4"1616 (Aluminium AL1/4 1616) | 1414 | 1002012 | 85381090
1413 | Raw Material | Metal Parts for BBSI | Inserts | Aluminium Inserts | 80 | AL1/4"1616 (Aluminium AL1/4 1616) | 1413 | 1002017 | 85381090
1412 | Raw Material | Metal Parts for BBSI | Inserts | Aluminium Inserts | 80 | AL1/4"1613 (Aluminium AL1/4" 1613) | 1412 | 1002010 | 85381090
1411 | Raw Material | Metal Parts for BBSI | Inserts | Aluminium Inserts | 80 | AL1/4"1514 (Aluminium AL1/4 1514) | 1411 | 1002013 | 85381090
1410 | Raw Material | Metal Parts for BBSI | Inserts | Aluminium Inserts | 80 | AL1/4"1512 (Aluminium AL1/4 1512) | 1410 | 1002014 | 85381090
1409 | Raw Material | Metal Parts for BBSI | Inserts | Aluminium Inserts | 80 | AL1/4"1113 (Aluminium AL1/4"1113) | 1409 | 1002048 | 85381090
1408 | Raw Material | Metal Parts for BBSI | Inserts | Aluminium Inserts | 80 | AL1/4"0812 (Aluminium AL1/4 0812) | 1408 | 1002016 | 85381090
1407 | Raw Material | Metal Parts for BBSI | Inserts | Aluminium Inserts | 80 | AL1/4 1112.7 (Aluminium AL1/4 1112.7) | 1407 | 1002015 | 85381090
1406 | Raw Material | Metal Parts for BBSI | Inserts | Aluminium Inserts | 80 | AL1/2"2519 (Aluminium AL1/2" 2519) | 1406 | 1002018 | 85381090
1405 | Raw Material | Metal Parts for BBSI | Inserts | Aluminium Inserts | 80 | AL1/2"2019 (Aluminium AL1/2" 2019) | 1405 | 1002019 | 85381090
1404 | Raw Material | Metal Parts for BBSI | Inserts | Aluminium Inserts | 80 | AL1/2"1819 (Aluminium AL1/2" 1819) | 1404 | 1002020 | 85381090
1403 | Raw Material | Metal Parts for BBSI | Inserts | Aluminium Inserts | 80 | AL088.512 (Aluminium AL088.512) | 1403 | 1001965 | 85381090
1402 | Raw Material | Metal Parts for BBSI | Inserts | Aluminium Inserts | 80 | AL082016 (Aluminium AL082016) | 1402 | 1002022 | 85381090
1401 | Raw Material | Metal Parts for BBSI | Inserts | Aluminium Inserts | 80 | AL082014 (Aluminium AL082014) | 1401 | 1002023 | 85381090
1400 | Raw Material | Metal Parts for BBSI | Inserts | Aluminium Inserts | 80 | AL081816 (Aluminium AL081816) | 1400 | 1001966 | 85381090
1399 | Raw Material | Metal Parts for BBSI | Inserts | Aluminium Inserts | 80 | AL081616 (Aluminium AL081616) | 1399 | 1002024 | 85381090
1398 | Raw Material | Metal Parts for BBSI | Inserts | Aluminium Inserts | 80 | AL081614 (Aluminium AL081614) | 1398 | 1001967 | 85381090
1397 | Raw Material | Metal Parts for BBSI | Inserts | Aluminium Inserts | 80 | AL081516 (Aluminium AL081516) | 1397 | 1001968 | 85381090
1396 | Raw Material | Metal Parts for BBSI | Inserts | Aluminium Inserts | 80 | AL081514 (Aluminium AL081514) | 1396 | 1002025 | 85381090
1395 | Raw Material | Metal Parts for BBSI | Inserts | Aluminium Inserts | 80 | AL081416 (Aluminium AL081416) | 1395 | 1002026 | 85381090
1394 | Raw Material | Metal Parts for BBSI | Inserts | Aluminium Inserts | 80 | AL081214 (Aluminium AL081214) | 1394 | 1002027 | 85381090
1393 | Raw Material | Metal Parts for BBSI | Inserts | Aluminium Inserts | 80 | AL081213 (Aluminium AL081213) | 1393 | 1002028 | 85381090
1392 | Raw Material | Metal Parts for BBSI | Inserts | Aluminium Inserts | 80 | AL081014 (Aluminium AL081014) | 1392 | 1002029 | 85381090
1391 | Raw Material | Metal Parts for BBSI | Inserts | Aluminium Inserts | 80 | AL081012 (Aluminium AL081012) | 1391 | 1002030 | 85381090
1390 | Raw Material | Metal Parts for BBSI | Inserts | Aluminium Inserts | 80 | AL08/32"0812 (Aluminium AL08-320812) | 1390 | 1002021 | 85381090
1389 | Raw Material | Metal Parts for BBSI | Inserts | Aluminium Inserts | 80 | AL068.513 (Aluminium AL068.513) | 1389 | 1002031 | 85381090
1388 | Raw Material | Metal Parts for BBSI | Inserts | Aluminium Inserts | 80 | AL068.512 (Aluminium AL068.512) | 1388 | 1002032 | 85381090
1387 | Raw Material | Metal Parts for BBSI | Inserts | Aluminium Inserts | 80 | AL068.510 (Aluminium AL068.510) | 1387 | 1001969 | 85381090
1386 | Raw Material | Metal Parts for BBSI | Inserts | Aluminium Inserts | 80 | AL061616 (Aluminium AL061616) | 1386 | 1002033 | 85381090
1385 | Raw Material | Metal Parts for BBSI | Inserts | Aluminium Inserts | 80 | AL061516 (Aluminium AL061516) | 1385 | 1002034 | 85381090
1384 | Raw Material | Metal Parts for BBSI | Inserts | Aluminium Inserts | 80 | AL061513 (Aluminium AL061513) | 1384 | 1002035 | 85381090
1383 | Raw Material | Metal Parts for BBSI | Inserts | Aluminium Inserts | 80 | AL061214 (Aluminium AL061214) | 1383 | 1002036 | 85381090
1382 | Raw Material | Metal Parts for BBSI | Inserts | Aluminium Inserts | 80 | AL061213 (Aluminium AL061213) | 1382 | 1002037 | 85381090
1381 | Raw Material | Metal Parts for BBSI | Inserts | Aluminium Inserts | 80 | AL0612.512 (Aluminium AL0612.512) | 1381 | 1002038 | 85381090
1380 | Raw Material | Metal Parts for BBSI | Inserts | Aluminium Inserts | 80 | AL061113 (Aluminium AL061113) | 1380 | 1001970 | 85381090
1379 | Raw Material | Metal Parts for BBSI | Inserts | Aluminium Inserts | 80 | AL061013 (Aluminium AL061013) | 1379 | 1002039 | 85381090
1378 | Raw Material | Metal Parts for BBSI | Inserts | Aluminium Inserts | 80 | AL061010STUD (Aluminium Stud AL061010STUD) | 1378 | 1001971 | 85381090
1377 | Raw Material | Metal Parts for BBSI | Inserts | Aluminium Inserts | 80 | AL061010 (Aluminium AL061010) | 1377 | 1002040 | 85381090
1376 | Raw Material | Metal Parts for BBSI | Inserts | Aluminium Inserts | 80 | AL0610.513 (Aluminium AL0610.513) | 1376 | 1002041 | 85381090
1375 | Raw Material | Metal Parts for BBSI | Inserts | Aluminium Inserts | 80 | AL060910 (Aluminium AL060910) | 1375 | 1002042 | 85381090
1374 | Raw Material | Metal Parts for BBSI | Inserts | Aluminium Inserts | 80 | AL060710 (Aluminium AL060710) | 1374 | 1002043 | 85381090
1373 | Raw Material | Metal Parts for BBSI | Inserts | Aluminium Inserts | 80 | AL051012 (Aluminium AL051012) | 1373 | 1002044 | 85381090
1372 | Raw Material | Metal Parts for BBSI | Inserts | Aluminium Inserts | 80 | AL051010 (Aluminium AL051010) | 1372 | 1001972 | 85381090
1371 | Raw Material | Metal Parts for BBSI | Inserts | Aluminium Inserts | 80 | AL050707 (Aluminium AL050707) | 1371 | 1001973 | 85381090
1370 | Raw Material | Metal Parts for BBSI | Inserts | Aluminium Inserts | 80 | AL048.507 (Aluminium AL048.507) | 1370 | 1002045 | 85381090
1369 | Raw Material | Metal Parts for BBSI | Inserts | Aluminium Inserts | 80 | AL04129.5 (Aluminium AL04129.5) | 1369 | 1001974 | 85381090
1368 | Raw Material | Metal Parts for BBSI | Inserts | Aluminium Inserts | 80 | AL040907 (Aluminium AL040907) | 1368 | 1002046 | 85381090
1367 | Raw Material | Metal Parts for BBSI | Inserts | Aluminium Inserts | 80 | AL040607 (Aluminium AL040607) | 1367 | 1002047 | 85381090
1366 | Finished Good | Pultruded Products | Standard & Fabricated Pultruted Products | Pado | 237 | AI75501 (PA755010) | 1366 | 3003802 | 85381090
1365 | Finished Good | Pultruded Products | Standard & Fabricated Pultruted Products | Pado | 237 | AI50506 (PA505006) | 1365 | 3003803 | 85381090
1364 | Finished Good | Pultruded Products | Standard & Fabricated Pultruted Products | Pado | 237 | AI35355 (PA353505) | 1364 | 3003804 | 85381090
1363 | Finished Good | Low Voltage Standoff Insulators | Thermoset DMC/BMC Insulators | Pado | 240 | AF28080 (PD60RH80) | 1363 | 3003805 | 85381090
1362 | Finished Good | Low Voltage Standoff Insulators | Thermoset DMC/BMC Insulators | Pado | 240 | AF28070 (PD60RH70) | 1362 | 3003806 | 85381090
1361 | Finished Good | Low Voltage Standoff Insulators | Thermoset DMC/BMC Insulators | Pado | 240 | AF28060 (PD60RH60) | 1361 | 3003807 | 85381090
1360 | Finished Good | Low Voltage Standoff Insulators | Thermoset DMC/BMC Insulators | Pado | 240 | AF28050 (PD60RH50) | 1360 | 3003808 | 85381090
1359 | Finished Good | Low Voltage Standoff Insulators | Thermoset DMC/BMC Insulators | Pado | 240 | AF28040 (PD60RH40) | 1359 | 3003809 | 85381090
1358 | Finished Good | Low Voltage Standoff Insulators | Thermoset DMC/BMC Insulators | Pado | 240 | AF12460 (40RH1260- Round Hex AF-40mm X 40mm - M12 MS Insert ) | 1358 | 3003810 | 85381090
1357 | Finished Good | Low Voltage Standoff Insulators | Thermoset DMC/BMC Insulators | Pado | 240 | AF10340 (30RH1040-Round Hex AF-30mm X 40mm - M10 MS Insert ) | 1357 | 3003811 | 85381090
1356 | Finished Good | Low Voltage Standoff Insulators | Thermoset DMC/BMC Insulators | Pado | 240 | AF01280 (60RH1280- Round Hex AF-60mm X 80mm - M12 MS Insert) | 1356 | 3003812 | 85381090
1355 | Finished Good | Low Voltage Standoff Insulators | Thermoset DMC/BMC Insulators | Pado | 240 | AF01270 (60RH1270- Round Hex AF-60mm X 70mm - M12 MS Insert) | 1355 | 3003813 | 85381090
1354 | Finished Good | Low Voltage Standoff Insulators | Thermoset DMC/BMC Insulators | Pado | 240 | AF01260 (60RH1260- Round Hex AF-60mm X 60mm - M12 MS Insert) | 1354 | 3003814 | 85381090
1353 | Finished Good | Low Voltage Standoff Insulators | Thermoset DMC/BMC Insulators | Pado | 240 | AF01250 (60RH1250- Round Hex AF-60mm X 50mm - M12 MS Insert) | 1353 | 3003815 | 85381090
1352 | Finished Good | Low Voltage Standoff Insulators | Thermoset DMC/BMC Insulators | Pado | 240 | AF01040 (40RH-1040- Round Hex AF-40mm X 40mm - M10 MS Insert ) | 1352 | 3003816 | 85381090
1351 | Finished Good | Low Voltage Standoff Insulators | Thermoset DMC/BMC Insulators | Pado | 240 | AF00840 (30RH840-Round Hex AF-30mm X 40mm - M8 MS Insert ) | 1351 | 3003817 | 85381090
1350 | Finished Good | Low Voltage Standoff Insulators | Thermoset DMC/BMC Insulators | Pado | 240 | AF00830 (30RH830-Round Hex AF-30mm X 30mm - M8 MS Insert ) | 1350 | 3003818 | 85381090
1349 | By Product | Thermoplastic SCRAP | Injection molding scrap | ABS | 78 | ABSOLAC (ABS) JET BLACK SCRAP (ABSOLAC (ABS) JET BLACK) | 1349 | 2009039 | 85381090
1348 | Raw Material | Thermoplastic RM | Injection molding RM | ABS | 77 | ABSOLAC (ABS) JET BLACK (ABSOLAC (ABS) JET BLACK) | 1348 | 1001053 | 85381090
1347 | By Product | Thermoplastic SCRAP | Injection molding scrap | ABS | 78 | ABS RL 7035 SEAMAN GREY SCRAP (ABS RL 7035 SEAMAN GREY) | 1347 | 2009040 | 85381090
1346 | Raw Material | Thermoplastic RM | Injection molding RM | ABS | 77 | ABS RL 7035 SEAMAN GREY (ABS RL 7035 SEAMAN GREY) | 1346 | 1001054 | 85381090
1345 | By Product | Thermoplastic SCRAP | Injection molding scrap | ABS | 78 | ABS NATURAL COLOUR SCRAP (ABS NATURAL COLOUR) | 1345 | 2009041 | 85381090
1344 | Raw Material | Thermoplastic RM | Injection molding RM | ABS | 77 | ABS NATURAL COLOUR (ABS NATURAL COLOUR) | 1344 | 1001055 | 85381090
1343 | By Product | Thermoplastic SCRAP | Injection molding scrap | ABS | 78 | ABS MAHARAJA LIGHT GRAY SCRAP (ABS MAHARAJA LIGHT GRAY) | 1343 | 2009042 | 85381090
1342 | Raw Material | Thermoplastic RM | Injection molding RM | ABS | 77 | ABS MAHARAJA LIGHT GRAY (ABS MAHARAJA LIGHT GRAY) | 1342 | 1001056 | 85381090
1341 | By Product | Thermoplastic SCRAP | Injection molding scrap | ABS | 78 | ABS HI121 NC SCRAP (ABS HI121 NC) | 1341 | 2009043 | 85381090
1340 | Raw Material | Thermoplastic RM | Injection molding RM | ABS | 77 | ABS HI121 NC (ABS HI121 NC) | 1340 | 1001057 | 85381090
1339 | By Product | Thermoplastic SCRAP | Injection molding scrap | ABS | 78 | ABS FR GRADE NC SCRAP (ABS FR GRADE NC) | 1339 | 2009044 | 85381090
1338 | Raw Material | Thermoplastic RM | Injection molding RM | ABS | 77 | ABS FR GRADE NC (ABS FR GRADE NC) | 1338 | 1001058 | 85381090
1337 | By Product | Thermoplastic SCRAP | Injection molding scrap | ABS | 78 | ABS ABSTRON SCRAP (ABS ABSTRON) | 1337 | 2009045 | 85381090
1336 | Raw Material | Thermoplastic RM | Injection molding RM | ABS | 77 | ABS ABSTRON (ABS ABSTRON) | 1336 | 1001059 | 85381090
1335 | Finished Good |  |  |  | 238 | ABP12100 (PH 12100- PA HEX Standoff Insulators M12 x 100mm -HB Grade - MS Insert) | 1335 | 3003819 | 85381090
1334 | Finished Good |  |  |  | 238 | ABP01280 (PH 1280- PA HEX Standoff Insulators M12 x 80mm -HB Grade - MS Insert) | 1334 | 3003820 | 85381090
1333 | Finished Good |  |  |  | 238 | ABP01070 (PH 1270- PA HEX Standoff Insulators M12 x 70mm -HB Grade - MS Insert) | 1333 | 3003821 | 85381090
1332 | Finished Good |  |  |  | 238 | ABP01060 (PH 1060- PA HEX Standoff Insulators M10 x 60mm -HB Grade - MS Insert) | 1332 | 3003822 | 85381090
1331 | Finished Good |  |  |  | 238 | ABP01050 (PH 1050- PA HEX Standoff Insulators M10 x 50mm -HB Grade - MS Insert) | 1331 | 3003823 | 85381090
1330 | Finished Good |  |  |  | 238 | ABP01040 (PH 1040- PA HEX Standoff Insulators M10 x 40mm -HB Grade - MS Insert) | 1330 | 3003824 | 85381090
1329 | Finished Good |  |  |  | 238 | ABP00840 (PH 840- PA HEX Standoff Insulators M8 x 40mm -HB Grade - MS Insert) | 1329 | 3003825 | 85381090
1328 | Finished Good |  |  |  | 238 | ABP00835 (PH 835- PA HEX Standoff Insulators M8 x 35mm -HB Grade - MS Insert) | 1328 | 3003826 | 85381090
1327 | Finished Good |  |  |  | 238 | ABP00830 (PH 830- PA HEX Standoff Insulators M8 x 30mm -HB Grade - MS Insert) | 1327 | 3003827 | 85381090
1326 | Finished Good |  |  |  | 238 | ABP00630 (PH 630- PA HEX Standoff Insulators M6 x 30mm -HB Grade - MS Insert) | 1326 | 3003828 | 85381090
1325 | Finished Good |  |  |  | 238 | ABP00625 (PH 625- PA HEX Standoff Insulators M6 x 25mm -HB Grade - MS Insert) | 1325 | 3003829 | 85381090
1324 | Finished Good |  |  |  | 238 | ABP00620 (PH 620- PA HEX Standoff Insulators M6 x 20mm -HB Grade - MS Insert ) | 1324 | 3003830 | 85381090
1323 | Finished Good | Low Voltage Standoff Insulators | Thermoset DMC/BMC Insulators | Pado | 240 | AB01260 (H-1260- Hexagonal Insulator M12 x 60mm - MS Insert) | 1323 | 3003831 | 85381090
1322 | Finished Good | Low Voltage Standoff Insulators | Thermoset DMC/BMC Insulators | Pado | 240 | AB01050 (H-1050- Hexagonal Insulator M10 x 50mm - MS Insert) | 1322 | 3003832 | 85381090
1321 | Finished Good | Low Voltage Standoff Insulators | Thermoset DMC/BMC Insulators | Pado | 240 | AB01045 (H-1045- Hexagonal Insulator M10 x 45mm - MS Insert) | 1321 | 3003833 | 85381090
1320 | Finished Good | Low Voltage Standoff Insulators | Thermoset DMC/BMC Insulators | Pado | 240 | AB01040 (H-1040- Hexagonal Insulator M10 x 40mm - MS Insert) | 1320 | 3003834 | 85381090
1319 | Finished Good | Low Voltage Standoff Insulators | Thermoset DMC/BMC Insulators | Pado | 240 | AB00840 (H-840- Hexagonal Insulator M8 x 40mm - MS Insert) | 1319 | 3003835 | 85381090
1318 | Finished Good | Low Voltage Standoff Insulators | Thermoset DMC/BMC Insulators | Pado | 240 | AB00835 (H-835- Hexagonal Insulator M8 x 35mm - MS Insert) | 1318 | 3003836 | 85381090
1317 | Finished Good | Low Voltage Standoff Insulators | Thermoset DMC/BMC Insulators | Pado | 240 | AB00830 (H-830- Hexagonal Insulator M8 x 30mm - MS Insert) | 1317 | 3003837 | 85381090
1316 | Finished Good | Low Voltage Standoff Insulators | Thermoset DMC/BMC Insulators | Pado | 240 | AB00630 (H-630- Hexagonal Insulator M6 x 30mm - MS Insert) | 1316 | 3003838 | 85381090
1315 | Finished Good | Low Voltage Standoff Insulators | Thermoset DMC/BMC Insulators | Pado | 240 | AB00625 (H-625- Hexagonal Insulator M6 x 25mm - MS Insert ) | 1315 | 3003839 | 85381090
1314 | Finished Good | Low Voltage Standoff Insulators | Thermoset DMC/BMC Insulators | Pado | 240 | AB00620 (H-620- Hexagonal Insulator M6 x 20mm - MS Insert ) | 1314 | 3003840 | 85381090
1313 | Finished Good | Low Voltage Busbar Supports & Connector | SMC/DMC Busbar Supports & Connector | ANORD | 329 | A8-IT-36 (Anord Custom busbar support) | 1313 | 3003594 | 85381090
1312 | Finished Good | Low Voltage Busbar Supports & Connector | SMC/DMC Busbar Supports & Connector | ANORD | 329 | A8-IT-24 (Anord Custom busbar support) | 1312 | 3003591 | 85381090
1311 | Finished Good | Low Voltage Busbar Supports & Connector | SMC/DMC Busbar Supports & Connector | ANORD | 329 | A8-IS-D30-4 (Anord Custom busbar support) | 1311 | 3003590 | 85381090
1310 | Finished Good | Low Voltage Busbar Supports & Connector | SMC/DMC Busbar Supports & Connector | ANORD | 329 | A8-IL-NT12-3.ipt (Anord Custom busbar support) | 1310 | 3003595 | 85381090
1309 | Finished Good | Low Voltage Busbar Supports & Connector | SMC/DMC Busbar Supports & Connector | ANORD | 329 | A8-IL-D32-3.ipt (Anord Custom busbar support) | 1309 | 3003592 | 85381090
1308 | Finished Good | Low Voltage Busbar Supports & Connector | SMC/DMC Busbar Supports & Connector | ANORD | 329 | A8-IL-D30-3 (Anord Custom busbar support) | 1308 | 3003589 | 85381090
1307 | Finished Good | Low Voltage Busbar Supports & Connector | SMC/DMC Busbar Supports & Connector | ANORD | 329 | A8-IL-D12-3.ipt (Anord Custom busbar support) | 1307 | 3003593 | 85381090
1306 | Finished Good | Low Voltage Busbar Supports & Connector | SMC/DMC Busbar Supports & Connector | ANORD | 329 | A15-S-B-N (Anord Custom busbar support) | 1306 | 3003597 | 85381090
1305 | Finished Good | Low Voltage Busbar Supports & Connector | SMC/DMC Busbar Supports & Connector | ANORD | 329 | A15-S-B-50 (Anord Custom busbar support) | 1305 | 3003599 | 85381090
1304 | Finished Good | Low Voltage Busbar Supports & Connector | SMC/DMC Busbar Supports & Connector | ANORD | 329 | A15-S-B-32_40 (Anord Custom busbar support) | 1304 | 3003598 | 85381090
1303 | Finished Good | Low Voltage Busbar Supports & Connector | SMC/DMC Busbar Supports & Connector | ANORD | 329 | A15-S-B-20 (Anord Custom busbar support) | 1303 | 3003596 | 85381090
1302 | Finished Good | Low Voltage Busbar Supports & Connector | SMC/DMC Busbar Supports & Connector | ANORD | 329 | A15-I-S-36-1.ipt (Anord Custom busbar support) | 1302 | 3003607 | 85381090
1301 | Finished Good | Low Voltage Busbar Supports & Connector | SMC/DMC Busbar Supports & Connector | ANORD | 329 | A15-I-S-22-1.ipt (Anord Custom busbar support) | 1301 | 3003608 | 85381090
1300 | Finished Good | Low Voltage Busbar Supports & Connector | SMC/DMC Busbar Supports & Connector | ANORD | 329 | 990381 (Anord Custom busbar support) | 1300 | 3003610 | 85381090
1299 | Finished Good | Low Voltage Busbar Supports & Connector | SMC/DMC Busbar Supports & Connector | ANORD | 329 | 990123 (Anord Custom busbar support) | 1299 | 3003626 | 85381090
1298 | Finished Good | Low Voltage Busbar Supports & Connector | SMC/DMC Busbar Supports & Connector | ANORD | 329 | 990122 (Anord Custom busbar support) | 1298 | 3003627 | 85381090
1297 | Finished Good | Low Voltage Busbar Supports & Connector | SMC/DMC Busbar Supports & Connector | ANORD | 329 | 990121 (Anord Custom busbar support) | 1297 | 3003628 | 85381090
1296 | Finished Good | Low Voltage Busbar Supports & Connector | SMC/DMC Busbar Supports & Connector | ANORD | 329 | 990120 (Anord Custom busbar support) | 1296 | 3003629 | 85381090
1295 | Finished Good | Low Voltage Busbar Supports & Connector | SMC/DMC Busbar Supports & Connector | ANORD | 329 | 990019 (Anord Custom busbar support) | 1295 | 3003618 | 85381090
1294 | Finished Good | Low Voltage Busbar Supports & Connector | SMC/DMC Busbar Supports & Connector | ANORD | 329 | 990017 (Anord Custom busbar support) | 1294 | 3003619 | 85381090
1293 | Finished Good | Low Voltage Busbar Supports & Connector | SMC/DMC Busbar Supports & Connector | ANORD | 329 | 990016 (Anord Custom busbar support) | 1293 | 3003620 | 85381090
1292 | Finished Good | Low Voltage Busbar Supports & Connector | SMC/DMC Busbar Supports & Connector | ANORD | 329 | 980018 (Anord Custom busbar support) | 1292 | 3003621 | 85381090
1291 | Finished Good | Low Voltage Busbar Supports & Connector | SMC/DMC Busbar Supports & Connector | ANORD | 329 | 980017 (Anord Custom busbar support) | 1291 | 3003622 | 85381090
1290 | Finished Good | Low Voltage Busbar Supports & Connector | SMC/DMC Busbar Supports & Connector | ANORD | 329 | 980016 (Anord Custom busbar support) | 1290 | 3003623 | 85381090
1289 | Finished Good | Low Voltage Busbar Supports & Connector | SMC/DMC Busbar Supports & Connector | ANORD | 329 | 960571 (Anord Custom busbar support) | 1289 | 3003609 | 85381090
1288 | Finished Good | Low Voltage Busbar Supports & Connector | SMC/DMC Busbar Supports & Connector | ANORD | 329 | 957877 (Anord Custom busbar support) | 1288 | 3003631 | 85381090
1287 | Finished Good | Low Voltage Busbar Supports & Connector | SMC/DMC Busbar Supports & Connector | ANORD | 329 | 957838 (Anord Custom busbar support) | 1287 | 3003617 | 85381090
1286 | Finished Good | Low Voltage Busbar Supports & Connector | SMC/DMC Busbar Supports & Connector | ANORD | 329 | 957735 (Anord Custom busbar support) | 1286 | 3003613 | 85381090
1285 | Finished Good | Low Voltage Busbar Supports & Connector | SMC/DMC Busbar Supports & Connector | ANORD | 329 | 957426 (Anord Custom busbar support) | 1285 | 3003616 | 85381090
1284 | Finished Good | Low Voltage Busbar Supports & Connector | SMC/DMC Busbar Supports & Connector | ANORD | 329 | 957361 (Anord Custom busbar support) | 1284 | 3003615 | 85381090
1283 | Finished Good | Low Voltage Busbar Supports & Connector | SMC/DMC Busbar Supports & Connector | ANORD | 329 | 957245 (Anord Custom busbar support) | 1283 | 3003614 | 85381090
1282 | Finished Good | Low Voltage Busbar Supports & Connector | SMC/DMC Busbar Supports & Connector | ANORD | 329 | 956664 (Anord Custom busbar support) | 1282 | 3003611 | 85381090
1281 | Finished Good | Low Voltage Busbar Supports & Connector | SMC/DMC Busbar Supports & Connector | ANORD | 329 | 956662 (Anord Custom busbar support) | 1281 | 3003624 | 85381090
1280 | Finished Good | Low Voltage Busbar Supports & Connector | SMC/DMC Busbar Supports & Connector | ANORD | 329 | 956427 (Anord Custom busbar support) | 1280 | 3003632 | 85381090
1279 | Finished Good | Low Voltage Busbar Supports & Connector | SMC/DMC Busbar Supports & Connector | ANORD | 329 | 956199 (Anord Custom busbar support) | 1279 | 3003625 | 85381090
1278 | Finished Good | Low Voltage Busbar Supports & Connector | SMC/DMC Busbar Supports & Connector | ANORD | 329 | 956169 (Anord Custom busbar support) | 1278 | 3003612 | 85381090
1277 | Finished Good | Low Voltage Busbar Supports & Connector | SMC/DMC Busbar Supports & Connector | ANORD | 329 | 948461 (Anord Custom busbar support) | 1277 | 3003635 | 85381090
1276 | Finished Good | Low Voltage Busbar Supports & Connector | SMC/DMC Busbar Supports & Connector | ANORD | 329 | 944619 (Anord Custom busbar support) | 1276 | 3003633 | 85381090
1275 | Finished Good | Low Voltage Busbar Supports & Connector | SMC/DMC Busbar Supports & Connector | ANORD | 329 | 944537 (Anord Custom busbar support) | 1275 | 3003634 | 85381090
1274 | Finished Good | Low Voltage Busbar Supports & Connector | SMC/DMC Busbar Supports & Connector | ANORD | 329 | 942553 (Anord Custom busbar support) | 1274 | 3003630 | 85381090
1273 | Finished Good | Low Voltage Standoff Insulators | Thermoset DMC/BMC Insulators | SCHNEIDER | 291 | 941712 (40RH1040- Round Hex AF-40mm X 40mm - M10 MS Insert) | 1273 | 3003642 | 85381090
1272 | Finished Good | Low Voltage Standoff Insulators | Thermoset DMC/BMC Insulators | SCHNEIDER | 291 | 941711 (30RH840- Round Hex AF-30mm X 40mm - M8 MS Insert) | 1272 | 3003643 | 85381090
1271 | Raw Material | Thermoset RM | DMC/SMC Raw Material | Glass fibre | 208 | 85 Gsm Glass Fabric ( 16 X 16 ) (85 Gsm Glass Fabric ( 16 X 16 )) | 1271 | 1001177 | 85381090
1270 | Finished Good | Low Voltage Busbar Supports & Connector | SMC/DMC Busbar Supports & Connector | Finger Supports | 320 | 806K-S (Finger Support (25 x 130 ) - for 8 runs of 6mm busbar-SMC Ivory ) | 1270 | 3004954 | 85381090
1269 | Finished Good | Low Voltage Busbar Supports & Connector | SMC/DMC Busbar Supports & Connector | Finger Supports | 320 | 806K-D (Finger Support (25 x 130 ) - for 8 runs of 6mm busbar-DMC Red ) | 1269 | 3004788 | 85381090
1268 | Finished Good | Low Voltage Busbar Supports & Connector | Polyamide Busbar Supports & Connector | Polyamide Grip Supports | 333 | 75PAGP 410 - V0 (75PA Grip Support for 4 run of 10mm busbar-V0 BK ) | 1268 | 3004443 | 85381090
1267 | Finished Good | Low Voltage Busbar Supports & Connector | Polyamide Busbar Supports & Connector | Polyamide Grip Supports | 333 | 75PAGP 407 - V0 (75PA Grip Support for 4 run of 6mm busbar-V0 BK ) | 1267 | 3004444 | 85381090
1266 | Finished Good | Low Voltage Busbar Supports & Connector | Polyamide Busbar Supports & Connector | Polyamide Grip Supports | 333 | 75PAGP 310 - V0 (75PA Grip Support for 3 run of 10mm busbar-V0 BK ) | 1266 | 3004445 | 85381090
1265 | Finished Good | Low Voltage Busbar Supports & Connector | Polyamide Busbar Supports & Connector | Polyamide Grip Supports | 333 | 75PAGP 307 - V0 (75PA Grip Support for 3 run of 6mm busbar-V0 BK ) | 1265 | 3004446 | 85381090
1264 | Finished Good | Low Voltage Busbar Supports & Connector | Polyamide Busbar Supports & Connector | Polyamide Grip Supports | 333 | 75PAGP 212 - V0 (75PA Grip Support for 2 run of 12mm busbar-V0 BK ) | 1264 | 3004447 | 85381090
1263 | Finished Good | Low Voltage Busbar Supports & Connector | Polyamide Busbar Supports & Connector | Polyamide Grip Supports | 333 | 75PAGP 210 - V0 (75PA Grip Support for 2 run of 10mm busbar-V0 BK ) | 1263 | 3004448 | 85381090
1262 | Finished Good | Low Voltage Busbar Supports & Connector | Polyamide Busbar Supports & Connector | Polyamide Grip Supports | 333 | 75PAGP 207 -V0 (75PA Grip Support for 2 run of 6mm busbar-V0 BK ) | 1262 | 3004449 | 85381090
1261 | Finished Good | Low Voltage Busbar Supports & Connector | Polyamide Busbar Supports & Connector | Polyamide Grip Supports | 333 | 75PAGP 112 -V0 (75PA Grip Support for 1 run of 12mm busbar-V0 BK ) | 1261 | 3004450 | 85381090
1260 | Finished Good | Low Voltage Busbar Supports & Connector | Polyamide Busbar Supports & Connector | Polyamide Grip Supports | 333 | 75PAGP 110 -V0 (75PA Grip Support for 1 run of 10mm busbar-V0 BK ) | 1260 | 3004451 | 85381090
1259 | Finished Good | PCB Spacers | Thermoplastic Spacers | 6S Series | 64 | 6S85-13 (PBT Spacer - M6 x 85mm ) | 1259 | 3004609 | 85381090
1258 | Finished Good | PCB Spacers | Thermoplastic Spacers | 6S Series | 64 | 6S70-13 (PBT Spacer - M6 x 70mm ) | 1258 | 3004610 | 85381090
1257 | Finished Good | PCB Spacers | Thermoplastic Spacers | 6S Series | 64 | 6S55-13 (PBT Spacer - M6 x 55mm ) | 1257 | 3004611 | 85381090
1256 | Finished Good | PCB Spacers | Thermoplastic Spacers | 6S Series | 64 | 6S45-13 (PBT Spacer - M6 x 45mm ) | 1256 | 3004612 | 85381090
1255 | Finished Good | PCB Spacers | Thermoplastic Spacers | 6S Series | 64 | 6S30-13 (PBT Spacer - M6 x 30mm ) | 1255 | 3004613 | 85381090
1254 | Finished Good | PCB Spacers | Thermoplastic Spacers | 6S Series | 64 | 6S25-13 (PBT Spacer - M6 x 25mm ) | 1254 | 3004614 | 85381090
1253 | Finished Good | PCB Spacers | Thermoplastic Spacers | 6S Series | 64 | 6S20-13 (PBT Spacer - M6 x 20mm ) | 1253 | 3004615 | 85381090
1252 | Finished Good | PCB Spacers | Thermoplastic Spacers | 6S Series | 64 | 6S15-13 (PBT Spacer - M6 x 15mm ) | 1252 | 3004616 | 85381090
1251 | Finished Good | PCB Spacers | Thermoplastic Spacers | 6S Series | 64 | 6S120-13 (PBT Spacer - M6 x 120mm ) | 1251 | 3004608 | 85381090
1250 | Finished Good | Low Voltage Busbar Supports & Connector | SMC/DMC Busbar Supports & Connector | Insulators for Vertical/Horizontal Bars | 323 | 65P-207/211 (Quadripolar BBS- 2R x 6mm & 2R x 10mm busbar- 445mm - SMC Ivory ) | 1250 | 3004855 | 85381090
1249 | Raw Material | Packaging material | Packing boxes | Inner/Outer boxes | 212 | 65P PRINT inr (65P PRINT INNER) | 1249 | 1001423 | 85381090
1248 | Raw Material | Packaging material | Packing boxes | Inner/Outer boxes | 212 | 65P otr (65P OUTER) | 1248 | 1001424 | 85381090
1247 | Raw Material | Packaging material | Packing boxes | Inner/Outer boxes | 212 | 630A CHANGEOVER SWITCH (630A CHANGEOVER SWITCH) | 1247 | 1001425 | 85381090
1246 | Finished Good | Low Voltage Busbar Supports & Connector | SMC/DMC Busbar Supports & Connector | Insulators for Vertical/Horizontal Bars | 323 | 62P-211/214 (Tripolar BBS- 2R x 10mm & 2R x 12mm busbar- 370mm - SMC Ivory ) | 1246 | 3004856 | 85381090
1245 | Finished Good | Low Voltage Busbar Supports & Connector | SMC/DMC Busbar Supports & Connector | Insulators for Vertical/Horizontal Bars | 323 | 61P-211/307 (Tripolar BBS- 2R x 10mm & 3R x 6mm busbar- 270mm - SMC Ivory ) | 1245 | 3004858 | 85381090
1244 | Finished Good | Low Voltage Busbar Supports & Connector | SMC/DMC Busbar Supports & Connector | Insulators for Vertical/Horizontal Bars | 323 | 61P-211/214 (Tripolar BBS- 2R x 10mm & 2R x 12mm busbar- 270mm - SMC Ivory ) | 1244 | 3004857 | 85381090
1243 | Finished Good | Low Voltage Busbar Supports & Connector | SMC/DMC Busbar Supports & Connector | Insulators for Vertical/Horizontal Bars | 323 | 61P-207/211 (Tripolar BBS- 2R x 6mm & 2R x 10mm busbar- 220mm - SMC Ivory ) | 1243 | 3004859 | 85381090
1242 | Finished Good | Low Voltage Busbar Supports & Connector | SMC/DMC Busbar Supports & Connector | Finger Supports | 320 | 612T-S (Finger Support (25 x 160 ) - for 6 runs of 12mm busbar-SMC Ivory) | 1242 | 3004955 | 85381090
1241 | Finished Good | Low Voltage Busbar Supports & Connector | SMC/DMC Busbar Supports & Connector | Finger Supports | 320 | 612T-D (Finger Support (25 x 160 ) - for 6 runs of 12mm busbar-DMC Red) | 1241 | 3004789 | 85381090
1240 | Finished Good | Low Voltage Busbar Supports & Connector | SMC/DMC Busbar Supports & Connector | Finger Supports | 320 | 612K-S (Finger Support (20 x 160 ) - for 6 runs of 12mm busbar -SMC Ivory) | 1240 | 3004958 | 85381090
1239 | Finished Good | Low Voltage Busbar Supports & Connector | SMC/DMC Busbar Supports & Connector | Finger Supports | 320 | 612K-D (Finger Support (20 x 160 ) - for 6 runs of 12mm busbar -DMC Red) | 1239 | 3004792 | 85381090
1238 | Finished Good | Low Voltage Busbar Supports & Connector | SMC/DMC Busbar Supports & Connector | Finger Supports | 320 | 610T-S (Finger Support (25 x 160 ) - for 6 runs of 10mm busba-SMC Ivory ) | 1238 | 3004956 | 85381090
1237 | Finished Good | Low Voltage Busbar Supports & Connector | SMC/DMC Busbar Supports & Connector | Finger Supports | 320 | 610T-D (Finger Support (25 x 160 ) - for 6 runs of 10mm busba-DMC Red ) | 1237 | 3004790 | 85381090
1236 | Finished Good | Low Voltage Busbar Supports & Connector | SMC/DMC Busbar Supports & Connector | Finger Supports | 320 | 610K-S (Finger Support (20 x 160 ) - for 6 runs of 10mm busbar-SMC Ivory ) | 1236 | 3004959 | 85381090
1235 | Finished Good | Low Voltage Busbar Supports & Connector | SMC/DMC Busbar Supports & Connector | Finger Supports | 320 | 610K-D (Finger Support (20 x 160 ) - for 6 runs of 10mm busbar-DMC Red ) | 1235 | 3004793 | 85381090
1234 | Finished Good | Low Voltage Standoff Insulators | Thermoset DMC/BMC Insulators | Round Hexagonal Insulator | 289 | 60RH1280(M12)-SS (Round Hex AF-60mm X 80mm - M12 SS Insert ) | 1234 | 3005033 | 85381090
1233 | Finished Good | Low Voltage Standoff Insulators | Thermoset DMC/BMC Insulators | Round Hexagonal Insulator | 289 | 60RH1280(M12)-MS (Round Hex AF-60mm X 80mm - M12 MS Insert ) | 1233 | 3005325 | 85381090
1232 | Finished Good | Low Voltage Standoff Insulators | Thermoset DMC/BMC Insulators | Round Hexagonal Insulator | 289 | 60RH1280(M12)-BR (Round Hex AF-60mm X 80mm - M12 BR Insert ) | 1232 | 3005106 | 85381090
1231 | Finished Good | Low Voltage Standoff Insulators | Thermoset DMC/BMC Insulators | Round Hexagonal Insulator | 289 | 60RH1280(M12)-AL (Round Hex AF-60mm X 80mm - M12 MS Insert ) | 1231 | 3005252 | 85381090
1230 | Finished Good | Low Voltage Standoff Insulators | Thermoset DMC/BMC Insulators | Round Hexagonal Insulator | 289 | 60RH1280(M12)-AL (Round Hex AF-60mm X 80mm - M12 AL Insert ) | 1230 | 3005179 | 85381090
1229 | Finished Good | Low Voltage Standoff Insulators | Thermoset DMC/BMC Insulators | Round Hexagonal Insulator | 289 | 60RH1270(M12)-SS (Round Hex AF-60mm X 70mm - M12 SS Insert ) | 1229 | 3005034 | 85381090
1228 | Finished Good | Low Voltage Standoff Insulators | Thermoset DMC/BMC Insulators | Round Hexagonal Insulator | 289 | 60RH1270(M12)-MS (Round Hex AF-60mm X 70mm - M12 MS Insert ) | 1228 | 3005326 | 85381090
1227 | Finished Good | Low Voltage Standoff Insulators | Thermoset DMC/BMC Insulators | Round Hexagonal Insulator | 289 | 60RH1270(M12)-BR (Round Hex AF-60mm X 70mm - M12 BR Insert ) | 1227 | 3005107 | 85381090
1226 | Finished Good | Low Voltage Standoff Insulators | Thermoset DMC/BMC Insulators | Round Hexagonal Insulator | 289 | 60RH1270(M12)-AL (Round Hex AF-60mm X 70mm - M12 MS Insert ) | 1226 | 3005253 | 85381090
1225 | Finished Good | Low Voltage Standoff Insulators | Thermoset DMC/BMC Insulators | Round Hexagonal Insulator | 289 | 60RH1270(M12)-AL (Round Hex AF-60mm X 70mm - M12 AL Insert ) | 1225 | 3005180 | 85381090
1224 | Finished Good | Low Voltage Standoff Insulators | Thermoset DMC/BMC Insulators | Round Hexagonal Insulator | 289 | 60RH1260(M12)-SS (Round Hex AF-60mm X 60mm - M12 SS Insert ) | 1224 | 3005035 | 85381090
1223 | Finished Good | Low Voltage Standoff Insulators | Thermoset DMC/BMC Insulators | Round Hexagonal Insulator | 289 | 60RH1260(M12)-MS (Round Hex AF-60mm X 60mm - M12 MS Insert ) | 1223 | 3005327 | 85381090
1222 | Finished Good | Low Voltage Standoff Insulators | Thermoset DMC/BMC Insulators | Round Hexagonal Insulator | 289 | 60RH1260(M12)-BR (Round Hex AF-60mm X 60mm - M12 BR Insert ) | 1222 | 3005108 | 85381090
1221 | Finished Good | Low Voltage Standoff Insulators | Thermoset DMC/BMC Insulators | Round Hexagonal Insulator | 289 | 60RH1260(M12)-AL (Round Hex AF-60mm X 60mm - M12 MS Insert ) | 1221 | 3005254 | 85381090
1220 | Finished Good | Low Voltage Standoff Insulators | Thermoset DMC/BMC Insulators | Round Hexagonal Insulator | 289 | 60RH1260(M12)-AL (Round Hex AF-60mm X 60mm - M12 AL Insert ) | 1220 | 3005181 | 85381090
1219 | Finished Good | Low Voltage Standoff Insulators | Thermoset DMC/BMC Insulators | Round Hexagonal Insulator | 289 | 60RH1250(M12)-SS (Round Hex AF-60mm X 50mm - M12 SS Insert ) | 1219 | 3005036 | 85381090
1218 | Finished Good | Low Voltage Standoff Insulators | Thermoset DMC/BMC Insulators | Round Hexagonal Insulator | 289 | 60RH1250(M12)-MS (Round Hex AF-60mm X 50mm - M12 MS Insert ) | 1218 | 3005328 | 85381090
1217 | Finished Good | Low Voltage Standoff Insulators | Thermoset DMC/BMC Insulators | Round Hexagonal Insulator | 289 | 60RH1250(M12)-BR (Round Hex AF-60mm X 50mm - M12 BR Insert ) | 1217 | 3005109 | 85381090
1216 | Finished Good | Low Voltage Standoff Insulators | Thermoset DMC/BMC Insulators | Round Hexagonal Insulator | 289 | 60RH1250(M12)-AL (Round Hex AF-60mm X 50mm - M12 MS Insert ) | 1216 | 3005255 | 85381090
1215 | Finished Good | Low Voltage Standoff Insulators | Thermoset DMC/BMC Insulators | Round Hexagonal Insulator | 289 | 60RH1250(M12)-AL (Round Hex AF-60mm X 50mm - M12 AL Insert ) | 1215 | 3005182 | 85381090
1214 | Finished Good | Low Voltage Standoff Insulators | Thermoset DMC/BMC Insulators | Round Hexagonal Insulator | 289 | 60RH1240(M12)-SS (Round Hex AF-60mm X 40mm - M12 SS Insert ) | 1214 | 3005037 | 85381090
1213 | Finished Good | Low Voltage Standoff Insulators | Thermoset DMC/BMC Insulators | Round Hexagonal Insulator | 289 | 60RH1240(M12)-MS (Round Hex AF-60mm X 40mm - M12 MS Insert ) | 1213 | 3005329 | 85381090
1212 | Finished Good | Low Voltage Standoff Insulators | Thermoset DMC/BMC Insulators | Round Hexagonal Insulator | 289 | 60RH1240(M12)-BR (Round Hex AF-60mm X 40mm - M12 BR Insert ) | 1212 | 3005110 | 85381090
1211 | Finished Good | Low Voltage Standoff Insulators | Thermoset DMC/BMC Insulators | Round Hexagonal Insulator | 289 | 60RH1240(M12)-AL (Round Hex AF-60mm X 40mm - M12 MS Insert ) | 1211 | 3005256 | 85381090
1210 | Finished Good | Low Voltage Standoff Insulators | Thermoset DMC/BMC Insulators | Round Hexagonal Insulator | 289 | 60RH1240(M12)-AL (Round Hex AF-60mm X 40mm - M12 AL Insert ) | 1210 | 3005183 | 85381090
1209 | Finished Good | Low Voltage Standoff Insulators | Thermoset DMC/BMC Insulators | Round Hexagonal Insulator | 289 | 60RH1070(M10)-SS (Round Hex AF-60mm X 70mm - M10 SS Insert ) | 1209 | 3005038 | 85381090
1208 | Finished Good | Low Voltage Standoff Insulators | Thermoset DMC/BMC Insulators | Round Hexagonal Insulator | 289 | 60RH1070(M10)-MS (Round Hex AF-60mm X 70mm - M10 MS Insert ) | 1208 | 3005330 | 85381090
1207 | Finished Good | Low Voltage Standoff Insulators | Thermoset DMC/BMC Insulators | Round Hexagonal Insulator | 289 | 60RH1070(M10)-BR (Round Hex AF-60mm X 70mm - M10 BR Insert ) | 1207 | 3005111 | 85381090
1206 | Finished Good | Low Voltage Standoff Insulators | Thermoset DMC/BMC Insulators | Round Hexagonal Insulator | 289 | 60RH1070(M10)-AL (Round Hex AF-60mm X 70mm - M10 MS Insert ) | 1206 | 3005257 | 85381090
1205 | Finished Good | Low Voltage Standoff Insulators | Thermoset DMC/BMC Insulators | Round Hexagonal Insulator | 289 | 60RH1070(M10)-AL (Round Hex AF-60mm X 70mm - M10 AL Insert ) | 1205 | 3005184 | 85381090
1204 | Finished Good | Low Voltage Standoff Insulators | Thermoset DMC/BMC Insulators | Round Hexagonal Insulator | 289 | 60RH1060(M10)-SS (Round Hex AF-60mm X 60mm - M10 SS Insert ) | 1204 | 3005039 | 85381090
1203 | Finished Good | Low Voltage Standoff Insulators | Thermoset DMC/BMC Insulators | Round Hexagonal Insulator | 289 | 60RH1060(M10)-MS (Round Hex AF-60mm X 60mm - M10 MS Insert ) | 1203 | 3005331 | 85381090
1202 | Finished Good | Low Voltage Standoff Insulators | Thermoset DMC/BMC Insulators | Round Hexagonal Insulator | 289 | 60RH1060(M10)-BR (Round Hex AF-60mm X 60mm - M10 BR Insert ) | 1202 | 3005112 | 85381090
1201 | Finished Good | Low Voltage Standoff Insulators | Thermoset DMC/BMC Insulators | Round Hexagonal Insulator | 289 | 60RH1060(M10)-AL (Round Hex AF-60mm X 60mm - M10 MS Insert ) | 1201 | 3005258 | 85381090
1200 | Finished Good | Low Voltage Standoff Insulators | Thermoset DMC/BMC Insulators | Round Hexagonal Insulator | 289 | 60RH1060(M10)-AL (Round Hex AF-60mm X 60mm - M10 AL Insert ) | 1200 | 3005185 | 85381090
1199 | Finished Good | Low Voltage Standoff Insulators | Thermoset DMC/BMC Insulators | Round Hexagonal Insulator | 289 | 60RH1050(M10)-SS (Round Hex AF-60mm X 50mm - M10 SS Insert ) | 1199 | 3005040 | 85381090
1198 | Finished Good | Low Voltage Standoff Insulators | Thermoset DMC/BMC Insulators | Round Hexagonal Insulator | 289 | 60RH1050(M10)-MS (Round Hex AF-60mm X 50mm - M10 MS Insert ) | 1198 | 3005332 | 85381090
1197 | Finished Good | Low Voltage Standoff Insulators | Thermoset DMC/BMC Insulators | Round Hexagonal Insulator | 289 | 60RH1050(M10)-BR (Round Hex AF-60mm X 50mm - M10 BR Insert ) | 1197 | 3005113 | 85381090
1196 | Finished Good | Low Voltage Standoff Insulators | Thermoset DMC/BMC Insulators | Round Hexagonal Insulator | 289 | 60RH1050(M10)-AL (Round Hex AF-60mm X 50mm - M10 MS Insert ) | 1196 | 3005259 | 85381090
1195 | Finished Good | Low Voltage Standoff Insulators | Thermoset DMC/BMC Insulators | Round Hexagonal Insulator | 289 | 60RH1050(M10)-AL (Round Hex AF-60mm X 50mm - M10 AL Insert ) | 1195 | 3005186 | 85381090
1194 | Finished Good | Low Voltage Standoff Insulators | Thermoset DMC/BMC Insulators | Round Hexagonal Insulator | 289 | 60RH1040(M10)-SS (Round Hex AF-60mm X 40mm - M10 SS Insert ) | 1194 | 3005041 | 85381090
1193 | Finished Good | Low Voltage Standoff Insulators | Thermoset DMC/BMC Insulators | Round Hexagonal Insulator | 289 | 60RH1040(M10)-MS (Round Hex AF-60mm X 40mm - M10 MS Insert ) | 1193 | 3005333 | 85381090
1192 | Finished Good | Low Voltage Standoff Insulators | Thermoset DMC/BMC Insulators | Round Hexagonal Insulator | 289 | 60RH1040(M10)-BR (Round Hex AF-60mm X 40mm - M10 BR Insert ) | 1192 | 3005114 | 85381090
1191 | Finished Good | Low Voltage Standoff Insulators | Thermoset DMC/BMC Insulators | Round Hexagonal Insulator | 289 | 60RH1040(M10)-AL (Round Hex AF-60mm X 40mm - M10 MS Insert ) | 1191 | 3005260 | 85381090
1190 | Finished Good | Low Voltage Standoff Insulators | Thermoset DMC/BMC Insulators | Round Hexagonal Insulator | 289 | 60RH1040(M10)-AL (Round Hex AF-60mm X 40mm - M10 AL Insert ) | 1190 | 3005187 | 85381090
1189 | Raw Material | Packaging material | Packing boxes | Inner/Outer boxes | 212 | 60RH-1 PRINT inr (60RH-1 PRINT INNER) | 1189 | 1001426 | 85381090
1188 | Raw Material | Packaging material | Packing boxes | Inner/Outer boxes | 212 | 60RH-1 otr (60RH-1 OUTER) | 1188 | 1001427 | 85381090
1187 | Finished Good | Low Voltage Busbar Supports & Connector | SMC/DMC Busbar Supports & Connector | Insulators for Vertical/Horizontal Bars | 323 | 60P-207/111 (Tripolar BBS- 2R x 6mm & 1R x 10mm busbar- 220mm - SMC Ivory ) | 1187 | 3004860 | 85381090
1186 | Finished Good | Low Voltage Busbar Supports & Connector | SMC/DMC Busbar Supports & Connector | Finger Supports | 320 | 606T-S (Finger Support (25 x 100 ) - for 6 runs of 6mm busbar-SMC Ivory ) | 1186 | 3004957 | 85381090
1185 | Finished Good | Low Voltage Busbar Supports & Connector | SMC/DMC Busbar Supports & Connector | Finger Supports | 320 | 606T-D (Finger Support (25 x 100 ) - for 6 runs of 6mm busbar-DMC Red ) | 1185 | 3004791 | 85381090
1184 | Finished Good | Low Voltage Busbar Supports & Connector | SMC/DMC Busbar Supports & Connector | Finger Supports | 320 | 606K-S (Finger Support (20 x 100 ) - for 6 runs of 6mm busbar-SMC Ivory ) | 1184 | 3004960 | 85381090
1183 | Finished Good | Low Voltage Busbar Supports & Connector | SMC/DMC Busbar Supports & Connector | Finger Supports | 320 | 606K-D (Finger Support (20 x 100 ) - for 6 runs of 6mm busbar-DMC Red ) | 1183 | 3004794 | 85381090
1182 | Finished Good | Low Voltage Standoff Insulators | Thermoset DMC/BMC Insulators | Full Hexagonal Insulator | 205 | 606020292 (25hh840 -full Hex Af-25mm X 40mm - M8 Ms Insert) | 1182 | 3001020 | 85381090
1181 | Finished Good | Low Voltage Standoff Insulators | Thermoset DMC/BMC Insulators | Round Hexagonal Insulator | 289 | 606020119 (20RH830 -Round Hex Af-20mm X 30mm - M8 Ms Insert) | 1181 | 3001021 | 85381090
1180 | Finished Good | Low Voltage Busbar Supports & Connector | Polyamide Busbar Supports & Connector | Polyamide Finger Supports | 332 | 606 N7-V0 (PA Finger Support (20 x 100 ) - for 6 run of 12mm busbar-V0 BK ) | 1180 | 3004482 | 85381090
1179 | Finished Good | Low Voltage Busbar Supports & Connector | Polyamide Busbar Supports & Connector | Polyamide Finger Supports | 332 | 606 N7-HB (PA Finger Support(20 x 100 ) - for 6 run of 12mm busbar-HB NC ) | 1179 | 3004507 | 85381090
1178 | Finished Good | PCB Spacers | Thermoplastic Spacers | 5S Series | 59 | 5S85-13 (PBT Spacer - M5 x 85mm ) | 1178 | 3004618 | 85381090
1177 | Finished Good | PCB Spacers | Thermoplastic Spacers | 5S Series | 59 | 5S70-13 (PBT Spacer - M5 x 70mm ) | 1177 | 3004619 | 85381090
1176 | Finished Good | PCB Spacers | Thermoplastic Spacers | 5S Series | 59 | 5S55-13 (PBT Spacer - M5 x 55mm ) | 1176 | 3004620 | 85381090
1175 | Finished Good | PCB Spacers | Thermoplastic Spacers | 5S Series | 59 | 5S45-13 (PBT Spacer - M5 x 45mm ) | 1175 | 3004621 | 85381090
1174 | Finished Good | PCB Spacers | Thermoplastic Spacers | 5S Series | 59 | 5S30-13 (PBT Spacer - M5 x 30mm ) | 1174 | 3004622 | 85381090
1173 | Finished Good | PCB Spacers | Thermoplastic Spacers | 5S Series | 59 | 5S25-13 (PBT Spacer - M5 x 25mm ) | 1173 | 3004623 | 85381090
1172 | Finished Good | PCB Spacers | Thermoplastic Spacers | 5S Series | 59 | 5S20-13 (PBT Spacer - M5 x 20mm ) | 1172 | 3004624 | 85381090
1171 | Finished Good | PCB Spacers | Thermoplastic Spacers | 5S Series | 59 | 5S15-13 (PBT Spacer - M5 x 15mm ) | 1171 | 3004625 | 85381090
1170 | Finished Good | PCB Spacers | Thermoplastic Spacers | 5S Series | 59 | 5S120-13 (PBT Spacer - M5 x 120mm ) | 1170 | 3004617 | 85381090
1169 | Finished Good | Low Voltage Busbar Supports & Connector | SMC/DMC Busbar Supports & Connector | Step Supports | 325 | 5AT 25 (5 step Support for holding upto 25mm busbar - DMC Red ) | 1169 | 3004778 | 85381090
1168 | Finished Good | Low Voltage Standoff Insulators | Thermoset DMC/BMC Insulators | Full Hexagonal Insulator | 205 | 55HH1060(M10)-SS (Full Hex AF-55mm X 60mm - M10 SS Insert ) | 1168 | 3005377 | 85381090
1167 | Finished Good | Low Voltage Standoff Insulators | Thermoset DMC/BMC Insulators | Full Hexagonal Insulator | 205 | 55HH1060(M10)-MS (Full Hex AF-55mm X 60mm - M10 MS Insert ) | 1167 | 3005770 | 85381090
1166 | Finished Good | Low Voltage Standoff Insulators | Thermoset DMC/BMC Insulators | Full Hexagonal Insulator | 205 | 55HH1060(M10)-BR (Full Hex AF-55mm X 60mm - M10 BR Insert ) | 1166 | 3005639 | 85381090
1165 | Finished Good | Low Voltage Standoff Insulators | Thermoset DMC/BMC Insulators | Full Hexagonal Insulator | 205 | 55HH1060(M10)-AL (Full Hex AF-55mm X 60mm - M10 AL Insert ) | 1165 | 3005508 | 85381090
1164 | Finished Good | Low Voltage Standoff Insulators | Thermoset DMC/BMC Insulators | Full Hexagonal Insulator | 205 | 55HH1050(M10)-SS (Full Hex AF-55mm X 50mm - M10 SS Insert ) | 1164 | 3005378 | 85381090
1163 | Finished Good | Low Voltage Standoff Insulators | Thermoset DMC/BMC Insulators | Full Hexagonal Insulator | 205 | 55HH1050(M10)-MS (Full Hex AF-55mm X 50mm - M10 MS Insert ) | 1163 | 3005771 | 85381090
1162 | Finished Good | Low Voltage Standoff Insulators | Thermoset DMC/BMC Insulators | Full Hexagonal Insulator | 205 | 55HH1050(M10)-BR (Full Hex AF-55mm X 50mm - M10 BR Insert ) | 1162 | 3005640 | 85381090
1161 | Finished Good | Low Voltage Standoff Insulators | Thermoset DMC/BMC Insulators | Full Hexagonal Insulator | 205 | 55HH1050(M10)-AL (Full Hex AF-55mm X 50mm - M10 AL Insert ) | 1161 | 3005509 | 85381090
1160 | Finished Good | Low Voltage Standoff Insulators | Thermoset DMC/BMC Insulators | SOCOMEC | 300 | 51312506 (H-625- Hexagonal Insulator M6 x 25mm - M6 MS Insert ) | 1160 | 3003700 | 85381090
1159 | Finished Good | Low Voltage Busbar Supports & Connector | SMC/DMC Busbar Supports & Connector | Finger Supports | 320 | 512T-S (Finger Support (25 x 160 ) - for 5 runs of 12mm busbar-SMC Ivory) | 1159 | 3004961 | 85381090
1158 | Finished Good | Low Voltage Busbar Supports & Connector | SMC/DMC Busbar Supports & Connector | Finger Supports | 320 | 512T-D (Finger Support (25 x 160 ) - for 5 runs of 12mm busbar-DMC Red) | 1158 | 3004795 | 85381090
1157 | Finished Good | Low Voltage Busbar Supports & Connector | SMC/DMC Busbar Supports & Connector | Finger Supports | 320 | 512K-S (Finger Support (20 x 160 ) - for 5 runs of 12mm busbar-SMC Ivory ) | 1157 | 3004964 | 85381090
1156 | Finished Good | Low Voltage Busbar Supports & Connector | SMC/DMC Busbar Supports & Connector | Finger Supports | 320 | 512K-D (Finger Support (20 x 160 ) - for 5 runs of 12mm busbar-DMC Red ) | 1156 | 3004798 | 85381090
1155 | Finished Good | Low Voltage Busbar Supports & Connector | SMC/DMC Busbar Supports & Connector | Finger Supports | 320 | 510T-S (Finger Support (25 x 160 ) - for 5 runs of 10mm busbar-SMC Ivory) | 1155 | 3004962 | 85381090
1154 | Finished Good | Low Voltage Busbar Supports & Connector | SMC/DMC Busbar Supports & Connector | Finger Supports | 320 | 510T-D (Finger Support (25 x 160 ) - for 5 runs of 10mm busbar-DMC Red) | 1154 | 3004796 | 85381090
1153 | Finished Good | Low Voltage Busbar Supports & Connector | SMC/DMC Busbar Supports & Connector | Finger Supports | 320 | 510K-S (Finger Support (20 x 160 ) - for 5 runs of 10mm busbar-SMC Ivory ) | 1153 | 3004965 | 85381090
1152 | Finished Good | Low Voltage Busbar Supports & Connector | SMC/DMC Busbar Supports & Connector | Finger Supports | 320 | 510K-D (Finger Support (20 x 160 ) - for 5 runs of 10mm busbar-DMC Red ) | 1152 | 3004799 | 85381090
1151 | Finished Good | Low Voltage Standoff Insulators | Thermoset DMC/BMC Insulators | BTC | 83 | 50KW-A5-15 (UNC 10/32 SS Insert DMC US RED) | 1151 | 3003588 | 85381090
1150 | Finished Good | Low Voltage Busbar Supports & Connector | SMC/DMC Busbar Supports & Connector | Finger Supports | 320 | 506T-S (Finger Support (25 x 100 ) - for 5 runs of 6mm busbar-SMC Ivory ) | 1150 | 3004963 | 85381090
1149 | Finished Good | Low Voltage Busbar Supports & Connector | SMC/DMC Busbar Supports & Connector | Finger Supports | 320 | 506T-D (Finger Support (25 x 100 ) - for 5 runs of 6mm busbar-DMC Red ) | 1149 | 3004797 | 85381090
1148 | Finished Good | Low Voltage Busbar Supports & Connector | SMC/DMC Busbar Supports & Connector | Finger Supports | 320 | 506K-S (Finger Support (20 x 100 ) - for 5 runs of 6mm busbar-SMC Ivory) | 1148 | 3004966 | 85381090
1147 | Finished Good | Low Voltage Busbar Supports & Connector | SMC/DMC Busbar Supports & Connector | Finger Supports | 320 | 506K-D (Finger Support (20 x 100 ) - for 5 runs of 6mm busbar-DMC Red) | 1147 | 3004800 | 85381090
1146 | Finished Good | Low Voltage Standoff Insulators | Thermoset DMC/BMC Insulators | SOCOMEC | 300 | 50396012 (H1260-M12.25-M12.25) | 1146 | 3003664 | 85381090
1145 | Finished Good | Low Voltage Standoff Insulators | Thermoset DMC/BMC Insulators | SOCOMEC | 300 | 50396010 (H1060-M10.25-M10.25) | 1145 | 3003665 | 85381090
1144 | Finished Good | Low Voltage Standoff Insulators | Thermoset DMC/BMC Insulators | SOCOMEC | 300 | 50395010 (H1050-M10.25-M10.25) | 1144 | 3003666 | 85381090
1143 | Finished Good | Low Voltage Standoff Insulators | Thermoset DMC/BMC Insulators | SOCOMEC | 300 | 50395008 (H850-M08.30-M08.30) | 1143 | 3003667 | 85381090
1142 | Finished Good | Low Voltage Standoff Insulators | Thermoset DMC/BMC Insulators | SOCOMEC | 300 | 50393510 (H1035-M10.30-M10.30) | 1142 | 3003668 | 85381090
1141 | Finished Good | Low Voltage Standoff Insulators | Thermoset DMC/BMC Insulators | SOCOMEC | 300 | 50393508 (H835-M08.15-M08.15) | 1141 | 3003669 | 85381090
1140 | Finished Good | Low Voltage Standoff Insulators | Thermoset DMC/BMC Insulators | SOCOMEC | 300 | 50392506 (H625-M06.10-M06.10) | 1140 | 3003670 | 85381090
1139 | Finished Good | Low Voltage Standoff Insulators | Thermoset DMC/BMC Insulators | SOCOMEC | 300 | 50392505 (H525-M05.10-M05.10) | 1139 | 3003671 | 85381090
1138 | Finished Good | Low Voltage Standoff Insulators | Thermoset DMC/BMC Insulators | SOCOMEC | 300 | 50391605 (H516-M05.10-M05.10) | 1138 | 3003672 | 85381090
1137 | Finished Good | Low Voltage Standoff Insulators | Thermoset DMC/BMC Insulators | SOCOMEC | 300 | 50391604 (H416-M04.10-M04.10) | 1137 | 3003673 | 85381090
1136 | Finished Good | Low Voltage Standoff Insulators | Thermoset DMC/BMC Insulators | SOCOMEC | 300 | 50386012 (H1260-M12.25-F12.17) | 1136 | 3003674 | 85381090
1135 | Finished Good | Low Voltage Standoff Insulators | Thermoset DMC/BMC Insulators | SOCOMEC | 300 | 50386010 (H1060-M10.25-F10.17) | 1135 | 3003675 | 85381090
1134 | Finished Good | Low Voltage Standoff Insulators | Thermoset DMC/BMC Insulators | SOCOMEC | 300 | 50385010 (H1050-M10.25-F10.17) | 1134 | 3003676 | 85381090
1133 | Finished Good | Low Voltage Standoff Insulators | Thermoset DMC/BMC Insulators | SOCOMEC | 300 | 50385008 (H850-M08.30-F08.17) | 1133 | 3003677 | 85381090
1132 | Finished Good | Low Voltage Standoff Insulators | Thermoset DMC/BMC Insulators | SOCOMEC | 300 | 50383510 (H1035-M10.30-F10.12) | 1132 | 3003678 | 85381090
1131 | Finished Good | Low Voltage Standoff Insulators | Thermoset DMC/BMC Insulators | SOCOMEC | 300 | 50383508 (H835-M08.15-F08.12) | 1131 | 3003679 | 85381090
1130 | Finished Good | Low Voltage Standoff Insulators | Thermoset DMC/BMC Insulators | SOCOMEC | 300 | 50382506 (H625-M06.10-F06.07) | 1130 | 3003680 | 85381090
1129 | Finished Good | Low Voltage Standoff Insulators | Thermoset DMC/BMC Insulators | SOCOMEC | 300 | 50382505 (H525-M05.10-F05.07) | 1129 | 3003681 | 85381090
1128 | Finished Good | Low Voltage Standoff Insulators | Thermoset DMC/BMC Insulators | SOCOMEC | 300 | 50381605 (H516-M05.10-F05.04) | 1128 | 3003682 | 85381090
1127 | Finished Good | Low Voltage Standoff Insulators | Thermoset DMC/BMC Insulators | SOCOMEC | 300 | 50381604 (H416-M04.10-F04.04) | 1127 | 3003683 | 85381090
1126 | Finished Good | Low Voltage Standoff Insulators | Thermoset DMC/BMC Insulators | SOCOMEC | 300 | 50317012 (H-1270- Hexagonal Insulator M12 x 70mm - M12 MS Insert ) | 1126 | 3003684 | 85381090
1125 | Finished Good | Low Voltage Standoff Insulators | Thermoset DMC/BMC Insulators | SOCOMEC | 300 | 50316510 (H-1065- Hexagonal Insulator M10 x 65mm - M10 MS Insert ) | 1125 | 3003685 | 85381090
1124 | Finished Good | Low Voltage Standoff Insulators | Thermoset DMC/BMC Insulators | SOCOMEC | 300 | 50316010 (H-1060- Hexagonal Insulator M10 x 50mm - M10 MS Insert ) | 1124 | 3003686 | 85381090
1123 | Finished Good | Low Voltage Standoff Insulators | Thermoset DMC/BMC Insulators | SOCOMEC | 300 | 50315510 (H-1055- Hexagonal Insulator M10 x 55mm - M10 MS Insert ) | 1123 | 3003688 | 85381090
1122 | Finished Good | Low Voltage Standoff Insulators | Thermoset DMC/BMC Insulators | SOCOMEC | 300 | 50315012 (H-1250- Hexagonal Insulator M12 x 50mm - M12 MS Insert ) | 1122 | 3003687 | 85381090
1121 | Finished Good | Low Voltage Standoff Insulators | Thermoset DMC/BMC Insulators | SOCOMEC | 300 | 50315010 (H-1050- Hexagonal Insulator M10 x 50mm - M10 MS Insert ) | 1121 | 3003689 | 85381090
1120 | Finished Good | Low Voltage Standoff Insulators | Thermoset DMC/BMC Insulators | SOCOMEC | 300 | 50315008 (H-850- Hexagonal Insulator M8 x 50mm - M8 MS Insert ) | 1120 | 3003690 | 85381090
1119 | Finished Good | Low Voltage Standoff Insulators | Thermoset DMC/BMC Insulators | SOCOMEC | 300 | 50314510 (H-1045- Hexagonal Insulator M10 x 45mm - M10 MS Insert ) | 1119 | 3003691 | 85381090
1118 | Finished Good | Low Voltage Standoff Insulators | Thermoset DMC/BMC Insulators | SOCOMEC | 300 | 50314508 (H-845- Hexagonal Insulator M8 x 45mm - M8 MS Insert ) | 1118 | 3003692 | 85381090
1117 | Finished Good | Low Voltage Standoff Insulators | Thermoset DMC/BMC Insulators | SOCOMEC | 300 | 50314010 (H-1040- Hexagonal Insulator M10 x 40mm - M10 MS Insert ) | 1117 | 3003693 | 85381090
1116 | Finished Good | Low Voltage Standoff Insulators | Thermoset DMC/BMC Insulators | SOCOMEC | 300 | 50314008 (H-840- Hexagonal Insulator M8 x 40mm - M8 MS Insert ) | 1116 | 3003694 | 85381090
1115 | Finished Good | Low Voltage Standoff Insulators | Thermoset DMC/BMC Insulators | SOCOMEC | 300 | 50313510 (H-1035- Hexagonal Insulator M10 x 35mm - M10 MS Insert ) | 1115 | 3003695 | 85381090
1114 | Finished Good | Low Voltage Standoff Insulators | Thermoset DMC/BMC Insulators | SOCOMEC | 300 | 50313508 (H-835- Hexagonal Insulator M8 x 35mm - M8 MS Insert ) | 1114 | 3003696 | 85381090
1113 | Finished Good | Low Voltage Standoff Insulators | Thermoset DMC/BMC Insulators | SOCOMEC | 300 | 50313506 (H-635- Hexagonal Insulator M6 x 35mm - M6 MS Insert ) | 1113 | 3003697 | 85381090
1112 | Finished Good | Low Voltage Standoff Insulators | Thermoset DMC/BMC Insulators | SOCOMEC | 300 | 50313008 (H-830- Hexagonal Insulator M8 x 30mm - M8 MS Insert ) | 1112 | 3003698 | 85381090
1111 | Finished Good | Low Voltage Standoff Insulators | Thermoset DMC/BMC Insulators | SOCOMEC | 300 | 50313006 (H-630- Hexagonal Insulator M6 x 30mm - M6 MS Insert ) | 1111 | 3003699 | 85381090
1110 | Finished Good | Low Voltage Standoff Insulators | Thermoset DMC/BMC Insulators | SOCOMEC | 300 | 50312006 (H-620- Hexagonal Insulator M6 x 20mm - M6 MS Insert ) | 1110 | 3003701 | 85381090
1109 | Finished Good | Low Voltage Standoff Insulators | Thermoset DMC/BMC Insulators | SOCOMEC | 300 | 50312004 (H-420- Hexagonal Insulator M4 x 20mm - M4 MS Insert ) | 1109 | 3003702 | 85381090
1108 | Finished Good | PCB Spacers | Thermoplastic Spacers | 4S Series | 47 | 4S90-09 (PBT Spacer - M4 x 90mm ) | 1108 | 3004626 | 85381090
1107 | Finished Good | PCB Spacers | Thermoplastic Spacers | 4S Series | 47 | 4S60-09 (PBT Spacer - M4 x 60mm ) | 1107 | 3004627 | 85381090
1106 | Finished Good | PCB Spacers | Thermoplastic Spacers | 4S Series | 47 | 4S55-09 (PBT Spacer - M4 x 55mm ) | 1106 | 3004628 | 85381090
1105 | Finished Good | PCB Spacers | Thermoplastic Spacers | 4S Series | 47 | 4S40-09 (PBT Spacer - M4 x 40mm ) | 1105 | 3004629 | 85381090
1104 | Finished Good | PCB Spacers | Thermoplastic Spacers | 4S Series | 47 | 4S30-09 (PBT Spacer - M4 x 30mm ) | 1104 | 3004630 | 85381090
1103 | Finished Good | PCB Spacers | Thermoplastic Spacers | 4S Series | 47 | 4S25-09 (PBT Spacer - M4 x 25mm ) | 1103 | 3004631 | 85381090
1102 | Finished Good | PCB Spacers | Thermoplastic Spacers | 4S Series | 47 | 4S20-09 (PBT Spacer - M4 x 20mm ) | 1102 | 3004632 | 85381090
1101 | Finished Good | PCB Spacers | Thermoplastic Spacers | 4S Series | 47 | 4S15-09 (PBT Spacer - M4 x 15mm ) | 1101 | 3004633 | 85381090
1100 | Finished Good | Low Voltage Standoff Insulators | Thermoset DMC/BMC Insulators | Conical Insulators | 106 | 4C-845-MS (Combi Conical Insualtor M8 x 45mm - MS Insert ) | 1100 | 3006552 | 85381090
1099 | Finished Good | Low Voltage Standoff Insulators | Thermoset DMC/BMC Insulators | Conical Insulators | 106 | 4C-630-MS (Combi Conical Insualtor M6 x 30mm - MS Insert ) | 1099 | 3006553 | 85381090
1098 | Finished Good | Low Voltage Standoff Insulators | Thermoset DMC/BMC Insulators | Conical Insulators | 106 | 4C-525-MS (Combi Conical Insualtor M5 x 25mm - MS Insert ) | 1098 | 3006554 | 85381090
1097 | Raw Material | Packaging material | Packing boxes | Inner/Outer boxes | 212 | 4BT-4 PRINT inr (4BT-4 PRINT INNER) | 1097 | 1001428 | 85381090
1096 | Raw Material | Packaging material | Packing boxes | Inner/Outer boxes | 212 | 4BT-4 otr (4BT-4 OUTER) | 1096 | 1001429 | 85381090
1095 | Finished Good | Low Voltage Busbar Supports & Connector | SMC/DMC Busbar Supports & Connector | Step Supports | 325 | 4BT 50 (4 Pillar Support for holding upto 50mm busbar - DMC Red ) | 1095 | 3004779 | 85381090
1094 | Finished Good | Low Voltage Busbar Supports & Connector | SMC/DMC Busbar Supports & Connector | Step Supports | 325 | 4BT 40 (4 Pillar Support for holding upto 40mm busbar - DMC Red ) | 1094 | 3004781 | 85381090
1093 | Finished Good | Low Voltage Busbar Supports & Connector | SMC/DMC Busbar Supports & Connector | Step Supports | 325 | 4BT 30 (4 Pillar Support for holding upto 30mm busbar - DMC Red ) | 1093 | 3004780 | 85381090
1092 | Raw Material | Packaging material | Packing boxes | Inner/Outer boxes | 212 | 4AT-4 wht inr (4AT-4 WHITE INNER) | 1092 | 1001430 | 85381090
1091 | Raw Material | Packaging material | Packing boxes | Inner/Outer boxes | 212 | 4AT-4 PRINT inr (4AT-4 PRINT INNER) | 1091 | 1001431 | 85381090
1090 | Raw Material | Packaging material | Packing boxes | Inner/Outer boxes | 212 | 4AT-4 otr (4AT-4 OUTER) | 1090 | 1001432 | 85381090
1089 | Raw Material | Packaging material | Packing boxes | Inner/Outer boxes | 212 | 4AT-3 wht inr (4AT-3 WHITE INNER) | 1089 | 1001433 | 85381090
1088 | Raw Material | Packaging material | Packing boxes | Inner/Outer boxes | 212 | 4AT-3 PRINT inr (4AT-3 PRINT INNER) | 1088 | 1001434 | 85381090
1087 | Raw Material | Packaging material | Packing boxes | Inner/Outer boxes | 212 | 4AT-3 otr (4AT-3 OUTER) | 1087 | 1001435 | 85381090
1086 | Raw Material | Packaging material | Packing boxes | Inner/Outer boxes | 212 | 4AT-3 otr (4AT-3 OUTER) | 1086 | 1001436 | 85381090
1085 | Finished Good | Low Voltage Busbar Supports & Connector | SMC/DMC Busbar Supports & Connector | Step Supports | 325 | 4AT 50 (4 step Support for holding upto 50mm busbar - DMC Red ) | 1085 | 3004782 | 85381090
1084 | Finished Good | Low Voltage Busbar Supports & Connector | SMC/DMC Busbar Supports & Connector | Step Supports | 325 | 4AT 40 (4 step Support for holding upto 40mm busbar - DMC Red ) | 1084 | 3004783 | 85381090
1083 | Finished Good | Low Voltage Busbar Supports & Connector | SMC/DMC Busbar Supports & Connector | Step Supports | 325 | 4AT 30 (4 step Support for holding upto 30mm busbar - DMC Red ) | 1083 | 3004784 | 85381090
1082 | Finished Good | Low Voltage Busbar Supports & Connector | SMC/DMC Busbar Supports & Connector | Step Supports | 325 | 4AT 20 (4 step Support for holding upto 20mm busbar - DMC Red ) | 1082 | 3004785 | 85381090
1081 | Finished Good | Low Voltage Busbar Supports & Connector | SMC/DMC Busbar Supports & Connector | Insulators for Vertical/Horizontal Bars | 323 | 46P-306/311 (Quadripolar BBS- 3R x 6mm & 3R x 10mm busbar- 600mm - SMC Ivory ) | 1081 | 3004861 | 85381090
1080 | Raw Material | Packaging material | Packing boxes | Inner/Outer boxes | 212 | 46P wht inr (46P WHITE INNER) | 1080 | 1001437 | 85381090
1079 | Raw Material | Packaging material | Packing boxes | Inner/Outer boxes | 212 | 46P PRINT inr (46P PRINT INNER) | 1079 | 1001438 | 85381090
1078 | Raw Material | Packaging material | Packing boxes | Inner/Outer boxes | 212 | 46P otr (46P OUTER) | 1078 | 1001439 | 85381090
1077 | Finished Good | Low Voltage Standoff Insulators | Thermoset DMC/BMC Insulators | KIANSOON | 215 | 46175 (20HH6(7)20 -Full Hex AF-20mm X 20mm - M6 MS Insert) | 1077 | 3003637 | 85381090
1076 | Finished Good | Low Voltage Busbar Supports & Connector | SMC/DMC Busbar Supports & Connector | Insulators for Vertical/Horizontal Bars | 323 | 45P-111/211 (Quadripolar BBS- 1R x 10mm & 2R x 10mm busbar- 410mm - SMC Ivory ) | 1076 | 3004862 | 85381090
1075 | Finished Good | Low Voltage Busbar Supports & Connector | SMC/DMC Busbar Supports & Connector | Insulators for Vertical/Horizontal Bars | 323 | 45P-107/207 (Quadripolar BBS- 1R x 6mm & 2R x 6mm busbar- 410mm - SMC Ivory ) | 1075 | 3004863 | 85381090
1074 | Raw Material | Packaging material | Packing boxes | Inner/Outer boxes | 212 | 45P PRINT inr (45P PRINT INNER) | 1074 | 1001440 | 85381090
1073 | Raw Material | Packaging material | Packing boxes | Inner/Outer boxes | 212 | 45P otr (45P OUTER) | 1073 | 1001441 | 85381090
1072 | Finished Good | Low Voltage Standoff Insulators | Thermoset DMC/BMC Insulators | Full Hexagonal Insulator | 205 | 45HH1090(M12)-SS (Full Hex AF-45mm X 90mm - M12 SS Insert ) | 1072 | 3005380 | 85381090
1071 | Finished Good | Low Voltage Standoff Insulators | Thermoset DMC/BMC Insulators | Full Hexagonal Insulator | 205 | 45HH1090(M12)-MS (Full Hex AF-45mm X 90mm - M12 MS Insert ) | 1071 | 3005773 | 85381090
1070 | Finished Good | Low Voltage Standoff Insulators | Thermoset DMC/BMC Insulators | Full Hexagonal Insulator | 205 | 45HH1090(M12)-BR (Full Hex AF-45mm X 90mm - M12 BR Insert ) | 1070 | 3005642 | 85381090
1069 | Finished Good | Low Voltage Standoff Insulators | Thermoset DMC/BMC Insulators | Full Hexagonal Insulator | 205 | 45HH1090(M12)-AL (Full Hex AF-45mm X 90mm - M12 AL Insert ) | 1069 | 3005511 | 85381090
1068 | Finished Good | Low Voltage Standoff Insulators | Thermoset DMC/BMC Insulators | Full Hexagonal Insulator | 205 | 45HH1090(M10)-SS (Full Hex AF-45mm X 90mm - M10 SS Insert ) | 1068 | 3005391 | 85381090
1067 | Finished Good | Low Voltage Standoff Insulators | Thermoset DMC/BMC Insulators | Full Hexagonal Insulator | 205 | 45HH1090(M10)-MS (Full Hex AF-45mm X 90mm - M10 MS Insert ) | 1067 | 3005784 | 85381090
1066 | Finished Good | Low Voltage Standoff Insulators | Thermoset DMC/BMC Insulators | Full Hexagonal Insulator | 205 | 45HH1090(M10)-BR (Full Hex AF-45mm X 90mm - M10 BR Insert ) | 1066 | 3005653 | 85381090
1065 | Finished Good | Low Voltage Standoff Insulators | Thermoset DMC/BMC Insulators | Full Hexagonal Insulator | 205 | 45HH1090(M10)-AL (Full Hex AF-45mm X 90mm - M10 AL Insert ) | 1065 | 3005522 | 85381090
1064 | Finished Good | Low Voltage Standoff Insulators | Thermoset DMC/BMC Insulators | Full Hexagonal Insulator | 205 | 45HH1080(M12)-SS (Full Hex AF-45mm X 80mm - M12 SS Insert ) | 1064 | 3005381 | 85381090
1063 | Finished Good | Low Voltage Standoff Insulators | Thermoset DMC/BMC Insulators | Full Hexagonal Insulator | 205 | 45HH1080(M12)-MS (Full Hex AF-45mm X 80mm - M12 MS Insert ) | 1063 | 3005774 | 85381090
1062 | Finished Good | Low Voltage Standoff Insulators | Thermoset DMC/BMC Insulators | Full Hexagonal Insulator | 205 | 45HH1080(M12)-BR (Full Hex AF-45mm X 80mm - M12 BR Insert ) | 1062 | 3005643 | 85381090
1061 | Finished Good | Low Voltage Standoff Insulators | Thermoset DMC/BMC Insulators | Full Hexagonal Insulator | 205 | 45HH1080(M12)-AL (Full Hex AF-45mm X 80mm - M12 AL Insert ) | 1061 | 3005512 | 85381090
1060 | Finished Good | Low Voltage Standoff Insulators | Thermoset DMC/BMC Insulators | Full Hexagonal Insulator | 205 | 45HH1080(M10)-SS (Full Hex AF-45mm X 80mm - M10 SS Insert ) | 1060 | 3005392 | 85381090
1059 | Finished Good | Low Voltage Standoff Insulators | Thermoset DMC/BMC Insulators | Full Hexagonal Insulator | 205 | 45HH1080(M10)-MS (Full Hex AF-45mm X 80mm - M10 MS Insert ) | 1059 | 3005785 | 85381090
1058 | Finished Good | Low Voltage Standoff Insulators | Thermoset DMC/BMC Insulators | Full Hexagonal Insulator | 205 | 45HH1080(M10)-BR (Full Hex AF-45mm X 80mm - M10 BR Insert ) | 1058 | 3005654 | 85381090
1057 | Finished Good | Low Voltage Standoff Insulators | Thermoset DMC/BMC Insulators | Full Hexagonal Insulator | 205 | 45HH1080(M10)-AL (Full Hex AF-45mm X 80mm - M10 AL Insert ) | 1057 | 3005523 | 85381090
1056 | Finished Good | Low Voltage Standoff Insulators | Thermoset DMC/BMC Insulators | Full Hexagonal Insulator | 205 | 45HH1070(M12)-SS (Full Hex AF-45mm X 70mm - M12 SS Insert ) | 1056 | 3005382 | 85381090
1055 | Finished Good | Low Voltage Standoff Insulators | Thermoset DMC/BMC Insulators | Full Hexagonal Insulator | 205 | 45HH1070(M12)-MS (Full Hex AF-45mm X 70mm - M12 MS Insert ) | 1055 | 3005775 | 85381090
1054 | Finished Good | Low Voltage Standoff Insulators | Thermoset DMC/BMC Insulators | Full Hexagonal Insulator | 205 | 45HH1070(M12)-BR (Full Hex AF-45mm X 70mm - M12 BR Insert ) | 1054 | 3005644 | 85381090
1053 | Finished Good | Low Voltage Standoff Insulators | Thermoset DMC/BMC Insulators | Full Hexagonal Insulator | 205 | 45HH1070(M12)-AL (Full Hex AF-45mm X 70mm - M12 AL Insert ) | 1053 | 3005513 | 85381090
1052 | Finished Good | Low Voltage Standoff Insulators | Thermoset DMC/BMC Insulators | Full Hexagonal Insulator | 205 | 45HH1070(M10)-SS (Full Hex AF-45mm X 70mm - M10 SS Insert ) | 1052 | 3005393 | 85381090
1051 | Finished Good | Low Voltage Standoff Insulators | Thermoset DMC/BMC Insulators | Full Hexagonal Insulator | 205 | 45HH1070(M10)-MS (Full Hex AF-45mm X 70mm - M10 MS Insert ) | 1051 | 3005786 | 85381090
1050 | Finished Good | Low Voltage Standoff Insulators | Thermoset DMC/BMC Insulators | Full Hexagonal Insulator | 205 | 45HH1070(M10)-BR (Full Hex AF-45mm X 70mm - M10 BR Insert ) | 1050 | 3005655 | 85381090
1049 | Finished Good | Low Voltage Standoff Insulators | Thermoset DMC/BMC Insulators | Full Hexagonal Insulator | 205 | 45HH1070(M10)-AL (Full Hex AF-45mm X 70mm - M10 AL Insert ) | 1049 | 3005524 | 85381090
1048 | Finished Good | Low Voltage Standoff Insulators | Thermoset DMC/BMC Insulators | Full Hexagonal Insulator | 205 | 45HH1060(M12)-SS (Full Hex AF-45mm X 60mm - M12 SS Insert ) | 1048 | 3005383 | 85381090
1047 | Finished Good | Low Voltage Standoff Insulators | Thermoset DMC/BMC Insulators | Full Hexagonal Insulator | 205 | 45HH1060(M12)-MS (Full Hex AF-45mm X 60mm - M12 MS Insert ) | 1047 | 3005776 | 85381090
1046 | Finished Good | Low Voltage Standoff Insulators | Thermoset DMC/BMC Insulators | Full Hexagonal Insulator | 205 | 45HH1060(M12)-BR (Full Hex AF-45mm X 60mm - M12 BR Insert ) | 1046 | 3005645 | 85381090
1045 | Finished Good | Low Voltage Standoff Insulators | Thermoset DMC/BMC Insulators | Full Hexagonal Insulator | 205 | 45HH1060(M12)-AL (Full Hex AF-45mm X 60mm - M12 AL Insert ) | 1045 | 3005514 | 85381090
1044 | Finished Good | Low Voltage Standoff Insulators | Thermoset DMC/BMC Insulators | Full Hexagonal Insulator | 205 | 45HH1060(M10)-SS (Full Hex AF-45mm X 60mm - M10 SS Insert ) | 1044 | 3005394 | 85381090
1043 | Finished Good | Low Voltage Standoff Insulators | Thermoset DMC/BMC Insulators | Full Hexagonal Insulator | 205 | 45HH1060(M10)-MS (Full Hex AF-45mm X 60mm - M10 MS Insert ) | 1043 | 3005787 | 85381090
1042 | Finished Good | Low Voltage Standoff Insulators | Thermoset DMC/BMC Insulators | Full Hexagonal Insulator | 205 | 45HH1060(M10)-BR (Full Hex AF-45mm X 60mm - M10 BR Insert ) | 1042 | 3005656 | 85381090
1041 | Finished Good | Low Voltage Standoff Insulators | Thermoset DMC/BMC Insulators | Full Hexagonal Insulator | 205 | 45HH1060(M10)-AL (Full Hex AF-45mm X 60mm - M10 AL Insert ) | 1041 | 3005525 | 85381090
1040 | Finished Good | Low Voltage Standoff Insulators | Thermoset DMC/BMC Insulators | Full Hexagonal Insulator | 205 | 45HH1055(M12)-SS (Full Hex AF-45mm X 55mm - M12 SS Insert ) | 1040 | 3005384 | 85381090
1039 | Finished Good | Low Voltage Standoff Insulators | Thermoset DMC/BMC Insulators | Full Hexagonal Insulator | 205 | 45HH1055(M12)-MS (Full Hex AF-45mm X 55mm - M12 MS Insert ) | 1039 | 3005777 | 85381090
1038 | Finished Good | Low Voltage Standoff Insulators | Thermoset DMC/BMC Insulators | Full Hexagonal Insulator | 205 | 45HH1055(M12)-BR (Full Hex AF-45mm X 55mm - M12 BR Insert ) | 1038 | 3005646 | 85381090
1037 | Finished Good | Low Voltage Standoff Insulators | Thermoset DMC/BMC Insulators | Full Hexagonal Insulator | 205 | 45HH1055(M12)-AL (Full Hex AF-45mm X 55mm - M12 AL Insert ) | 1037 | 3005515 | 85381090
1036 | Finished Good | Low Voltage Standoff Insulators | Thermoset DMC/BMC Insulators | Full Hexagonal Insulator | 205 | 45HH1055(M10)-SS (Full Hex AF-45mm X 55mm - M10 SS Insert ) | 1036 | 3005395 | 85381090
1035 | Finished Good | Low Voltage Standoff Insulators | Thermoset DMC/BMC Insulators | Full Hexagonal Insulator | 205 | 45HH1055(M10)-MS (Full Hex AF-45mm X 55mm - M10 MS Insert ) | 1035 | 3005788 | 85381090
1034 | Finished Good | Low Voltage Standoff Insulators | Thermoset DMC/BMC Insulators | Full Hexagonal Insulator | 205 | 45HH1055(M10)-BR (Full Hex AF-45mm X 55mm - M10 BR Insert ) | 1034 | 3005657 | 85381090
1033 | Finished Good | Low Voltage Standoff Insulators | Thermoset DMC/BMC Insulators | Full Hexagonal Insulator | 205 | 45HH1055(M10)-AL (Full Hex AF-45mm X 55mm - M10 AL Insert ) | 1033 | 3005526 | 85381090
1032 | Finished Good | Low Voltage Standoff Insulators | Thermoset DMC/BMC Insulators | Full Hexagonal Insulator | 205 | 45HH1050(M12)-SS (Full Hex AF-45mm X 50mm - M12 SS Insert ) | 1032 | 3005385 | 85381090
1031 | Finished Good | Low Voltage Standoff Insulators | Thermoset DMC/BMC Insulators | Full Hexagonal Insulator | 205 | 45HH1050(M12)-MS (Full Hex AF-45mm X 50mm - M12 MS Insert ) | 1031 | 3005778 | 85381090
1030 | Finished Good | Low Voltage Standoff Insulators | Thermoset DMC/BMC Insulators | Full Hexagonal Insulator | 205 | 45HH1050(M12)-BR (Full Hex AF-45mm X 50mm - M12 BR Insert ) | 1030 | 3005647 | 85381090
1029 | Finished Good | Low Voltage Standoff Insulators | Thermoset DMC/BMC Insulators | Full Hexagonal Insulator | 205 | 45HH1050(M12)-AL (Full Hex AF-45mm X 50mm - M12 AL Insert ) | 1029 | 3005516 | 85381090
1028 | Finished Good | Low Voltage Standoff Insulators | Thermoset DMC/BMC Insulators | Full Hexagonal Insulator | 205 | 45HH1050(M10)-SS (Full Hex AF-45mm X 50mm - M10 SS Insert ) | 1028 | 3005396 | 85381090
1027 | Finished Good | Low Voltage Standoff Insulators | Thermoset DMC/BMC Insulators | Full Hexagonal Insulator | 205 | 45HH1050(M10)-MS (Full Hex AF-45mm X 50mm - M10 MS Insert ) | 1027 | 3005789 | 85381090
1026 | Finished Good | Low Voltage Standoff Insulators | Thermoset DMC/BMC Insulators | Full Hexagonal Insulator | 205 | 45HH1050(M10)-BR (Full Hex AF-45mm X 50mm - M10 BR Insert ) | 1026 | 3005658 | 85381090
1025 | Finished Good | Low Voltage Standoff Insulators | Thermoset DMC/BMC Insulators | Full Hexagonal Insulator | 205 | 45HH1050(M10)-AL (Full Hex AF-45mm X 50mm - M10 AL Insert ) | 1025 | 3005527 | 85381090
1024 | Finished Good | Low Voltage Standoff Insulators | Thermoset DMC/BMC Insulators | Full Hexagonal Insulator | 205 | 45HH1045(M12)-SS (Full Hex AF-45mm X 45mm - M12 SS Insert ) | 1024 | 3005386 | 85381090
1023 | Finished Good | Low Voltage Standoff Insulators | Thermoset DMC/BMC Insulators | Full Hexagonal Insulator | 205 | 45HH1045(M12)-MS (Full Hex AF-45mm X 45mm - M12 MS Insert ) | 1023 | 3005779 | 85381090
1022 | Finished Good | Low Voltage Standoff Insulators | Thermoset DMC/BMC Insulators | Full Hexagonal Insulator | 205 | 45HH1045(M12)-BR (Full Hex AF-45mm X 45mm - M12 BR Insert ) | 1022 | 3005648 | 85381090
1021 | Finished Good | Low Voltage Standoff Insulators | Thermoset DMC/BMC Insulators | Full Hexagonal Insulator | 205 | 45HH1045(M12)-AL (Full Hex AF-45mm X 45mm - M12 AL Insert ) | 1021 | 3005517 | 85381090
1020 | Finished Good | Low Voltage Standoff Insulators | Thermoset DMC/BMC Insulators | Full Hexagonal Insulator | 205 | 45HH1045(M10)-SS (Full Hex AF-45mm X 45mm - M10 SS Insert ) | 1020 | 3005397 | 85381090
1019 | Finished Good | Low Voltage Standoff Insulators | Thermoset DMC/BMC Insulators | Full Hexagonal Insulator | 205 | 45HH1045(M10)-MS (Full Hex AF-45mm X 45mm - M10 MS Insert ) | 1019 | 3005790 | 85381090
1018 | Finished Good | Low Voltage Standoff Insulators | Thermoset DMC/BMC Insulators | Full Hexagonal Insulator | 205 | 45HH1045(M10)-BR (Full Hex AF-45mm X 45mm - M10 BR Insert ) | 1018 | 3005659 | 85381090
1017 | Finished Good | Low Voltage Standoff Insulators | Thermoset DMC/BMC Insulators | Full Hexagonal Insulator | 205 | 45HH1045(M10)-AL (Full Hex AF-45mm X 45mm - M10 AL Insert ) | 1017 | 3005528 | 85381090
1016 | Finished Good | Low Voltage Standoff Insulators | Thermoset DMC/BMC Insulators | Full Hexagonal Insulator | 205 | 45HH1040(M12)-SS (Full Hex AF-45mm X 40mm - M12 SS Insert ) | 1016 | 3005387 | 85381090
1015 | Finished Good | Low Voltage Standoff Insulators | Thermoset DMC/BMC Insulators | Full Hexagonal Insulator | 205 | 45HH1040(M12)-MS (Full Hex AF-45mm X 40mm - M12 MS Insert ) | 1015 | 3005780 | 85381090
1014 | Finished Good | Low Voltage Standoff Insulators | Thermoset DMC/BMC Insulators | Full Hexagonal Insulator | 205 | 45HH1040(M12)-BR (Full Hex AF-45mm X 40mm - M12 BR Insert ) | 1014 | 3005649 | 85381090
1013 | Finished Good | Low Voltage Standoff Insulators | Thermoset DMC/BMC Insulators | Full Hexagonal Insulator | 205 | 45HH1040(M12)-AL (Full Hex AF-45mm X 40mm - M12 AL Insert ) | 1013 | 3005518 | 85381090
1012 | Finished Good | Low Voltage Standoff Insulators | Thermoset DMC/BMC Insulators | Full Hexagonal Insulator | 205 | 45HH1040(M10)-SS (Full Hex AF-45mm X 40mm - M10 SS Insert ) | 1012 | 3005398 | 85381090
1011 | Finished Good | Low Voltage Standoff Insulators | Thermoset DMC/BMC Insulators | Full Hexagonal Insulator | 205 | 45HH1040(M10)-MS (Full Hex AF-45mm X 40mm - M10 MS Insert ) | 1011 | 3005791 | 85381090
1010 | Finished Good | Low Voltage Standoff Insulators | Thermoset DMC/BMC Insulators | Full Hexagonal Insulator | 205 | 45HH1040(M10)-BR (Full Hex AF-45mm X 40mm - M10 BR Insert ) | 1010 | 3005660 | 85381090
1009 | Finished Good | Low Voltage Standoff Insulators | Thermoset DMC/BMC Insulators | Full Hexagonal Insulator | 205 | 45HH1040(M10)-AL (Full Hex AF-45mm X 40mm - M10 AL Insert ) | 1009 | 3005529 | 85381090
1008 | Finished Good | Low Voltage Standoff Insulators | Thermoset DMC/BMC Insulators | Full Hexagonal Insulator | 205 | 45HH1035(M12)-SS (Full Hex AF-45mm X 35mm - M12 SS Insert ) | 1008 | 3005388 | 85381090
1007 | Finished Good | Low Voltage Standoff Insulators | Thermoset DMC/BMC Insulators | Full Hexagonal Insulator | 205 | 45HH1035(M12)-MS (Full Hex AF-45mm X 35mm - M12 MS Insert ) | 1007 | 3005781 | 85381090
1006 | Finished Good | Low Voltage Standoff Insulators | Thermoset DMC/BMC Insulators | Full Hexagonal Insulator | 205 | 45HH1035(M12)-BR (Full Hex AF-45mm X 35mm - M12 BR Insert ) | 1006 | 3005650 | 85381090
1005 | Finished Good | Low Voltage Standoff Insulators | Thermoset DMC/BMC Insulators | Full Hexagonal Insulator | 205 | 45HH1035(M12)-AL (Full Hex AF-45mm X 35mm - M12 AL Insert ) | 1005 | 3005519 | 85381090
1004 | Finished Good | Low Voltage Standoff Insulators | Thermoset DMC/BMC Insulators | Full Hexagonal Insulator | 205 | 45HH1035(M10)-SS (Full Hex AF-45mm X 35mm - M10 SS Insert ) | 1004 | 3005399 | 85381090
1003 | Finished Good | Low Voltage Standoff Insulators | Thermoset DMC/BMC Insulators | Full Hexagonal Insulator | 205 | 45HH1035(M10)-MS (Full Hex AF-45mm X 35mm - M10 MS Insert ) | 1003 | 3005792 | 85381090
1002 | Finished Good | Low Voltage Standoff Insulators | Thermoset DMC/BMC Insulators | Full Hexagonal Insulator | 205 | 45HH1035(M10)-BR (Full Hex AF-45mm X 35mm - M10 BR Insert ) | 1002 | 3005661 | 85381090
1001 | Finished Good | Low Voltage Standoff Insulators | Thermoset DMC/BMC Insulators | Full Hexagonal Insulator | 205 | 45HH1035(M10)-AL (Full Hex AF-45mm X 35mm - M10 AL Insert ) | 1001 | 3005530 | 85381090
1000 | Finished Good | Low Voltage Standoff Insulators | Thermoset DMC/BMC Insulators | Full Hexagonal Insulator | 205 | 45HH1030(M12)-SS (Full Hex AF-45mm X 30mm - M12 SS Insert ) | 1000 | 3005389 | 85381090
999 | Finished Good | Low Voltage Standoff Insulators | Thermoset DMC/BMC Insulators | Full Hexagonal Insulator | 205 | 45HH1030(M12)-MS (Full Hex AF-45mm X 30mm - M12 MS Insert ) | 999 | 3005782 | 85381090
998 | Finished Good | Low Voltage Standoff Insulators | Thermoset DMC/BMC Insulators | Full Hexagonal Insulator | 205 | 45HH1030(M12)-BR (Full Hex AF-45mm X 30mm - M12 BR Insert ) | 998 | 3005651 | 85381090
997 | Finished Good | Low Voltage Standoff Insulators | Thermoset DMC/BMC Insulators | Full Hexagonal Insulator | 205 | 45HH1030(M12)-AL (Full Hex AF-45mm X 30mm - M12 AL Insert ) | 997 | 3005520 | 85381090
996 | Finished Good | Low Voltage Standoff Insulators | Thermoset DMC/BMC Insulators | Full Hexagonal Insulator | 205 | 45HH1030(M10)-SS (Full Hex AF-45mm X 30mm - M10 SS Insert ) | 996 | 3005400 | 85381090
995 | Finished Good | Low Voltage Standoff Insulators | Thermoset DMC/BMC Insulators | Full Hexagonal Insulator | 205 | 45HH1030(M10)-MS (Full Hex AF-45mm X 30mm - M10 MS Insert ) | 995 | 3005793 | 85381090
994 | Finished Good | Low Voltage Standoff Insulators | Thermoset DMC/BMC Insulators | Full Hexagonal Insulator | 205 | 45HH1030(M10)-BR (Full Hex AF-45mm X 30mm - M10 BR Insert ) | 994 | 3005662 | 85381090
993 | Finished Good | Low Voltage Standoff Insulators | Thermoset DMC/BMC Insulators | Full Hexagonal Insulator | 205 | 45HH1030(M10)-AL (Full Hex AF-45mm X 30mm - M10 AL Insert ) | 993 | 3005531 | 85381090
992 | Finished Good | Low Voltage Standoff Insulators | Thermoset DMC/BMC Insulators | Full Hexagonal Insulator | 205 | 45HH10100(M12)-SS (Full Hex AF-45mm X 100mm - M12 SS Insert ) | 992 | 3005379 | 85381090
991 | Finished Good | Low Voltage Standoff Insulators | Thermoset DMC/BMC Insulators | Full Hexagonal Insulator | 205 | 45HH10100(M12)-MS (Full Hex AF-45mm X 100mm - M12 MS Insert ) | 991 | 3005772 | 85381090
990 | Finished Good | Low Voltage Standoff Insulators | Thermoset DMC/BMC Insulators | Full Hexagonal Insulator | 205 | 45HH10100(M12)-BR (Full Hex AF-45mm X 100mm - M12 BR Insert ) | 990 | 3005641 | 85381090
989 | Finished Good | Low Voltage Standoff Insulators | Thermoset DMC/BMC Insulators | Full Hexagonal Insulator | 205 | 45HH10100(M12)-AL (Full Hex AF-45mm X 100mm - M12 AL Insert ) | 989 | 3005510 | 85381090
988 | Finished Good | Low Voltage Standoff Insulators | Thermoset DMC/BMC Insulators | Full Hexagonal Insulator | 205 | 45HH10100(M10)-SS (Full Hex AF-45mm X 100mm - M10 SS Insert ) | 988 | 3005390 | 85381090
987 | Finished Good | Low Voltage Standoff Insulators | Thermoset DMC/BMC Insulators | Full Hexagonal Insulator | 205 | 45HH10100(M10)-MS (Full Hex AF-45mm X 100mm - M10 MS Insert ) | 987 | 3005783 | 85381090
986 | Finished Good | Low Voltage Standoff Insulators | Thermoset DMC/BMC Insulators | Full Hexagonal Insulator | 205 | 45HH10100(M10)-BR (Full Hex AF-45mm X 100mm - M10 BR Insert ) | 986 | 3005652 | 85381090
985 | Finished Good | Low Voltage Standoff Insulators | Thermoset DMC/BMC Insulators | Full Hexagonal Insulator | 205 | 45HH10100(M10)-AL (Full Hex AF-45mm X 100mm - M10 AL Insert ) | 985 | 3005521 | 85381090
984 | Raw Material | Packaging material | Packing boxes | Inner/Outer boxes | 212 | 45HH-1 wht inr (45HH-1 WHITE INNER) | 984 | 1001442 | 85381090
983 | Raw Material | Packaging material | Packing boxes | Inner/Outer boxes | 212 | 45HH-1 PRINT inr (45HH-1 PRINT INNER) | 983 | 1001443 | 85381090
982 | Raw Material | Packaging material | Packing boxes | Inner/Outer boxes | 212 | 45HH-1 otr (45HH-1 OUTER) | 982 | 1001444 | 85381090
981 | Finished Good | Low Voltage Busbar Supports & Connector | SMC/DMC Busbar Supports & Connector | Insulators for Vertical/Horizontal Bars | 323 | 44P-207/211 (Quadripolar BBS- 2R x 6mm & 2R x 10mm busbar- 410mm - SMC Ivory ) | 981 | 3004864 | 85381090
980 | Finished Good | Low Voltage Busbar Supports & Connector | SMC/DMC Busbar Supports & Connector | Insulators for Vertical/Horizontal Bars | 323 | 43VH-306/211 (Ver/Hor Quadripolar BBS- 3R x 6mm & 2R x 10mm - 295mm - SMC Ivory) | 980 | 3004866 | 85381090
979 | Finished Good | Low Voltage Busbar Supports & Connector | SMC/DMC Busbar Supports & Connector | Insulators for Vertical/Horizontal Bars | 323 | 43P-111/114 (Quadripolar BBS- 1R x 6mm & 1R x 10mm busbar- 370mm - SMC Ivory ) | 979 | 3004865 | 85381090
978 | Finished Good | Low Voltage Standoff Insulators | Thermoset DMC/BMC Insulators | KIANSOON | 215 | 43518 (25HH6(9)30 -Full Hex AF-25mm X 30mm - M6 MS Insert) | 978 | 3003636 | 85381090
977 | Finished Good | Low Voltage Standoff Insulators | Thermoset DMC/BMC Insulators | KIANSOON | 215 | 43472 (25HH640 -Full Hex AF-25mm X 40mm - M6 MS Insert) | 977 | 3003639 | 85381090
976 | Finished Good | Low Voltage Standoff Insulators | Thermoset DMC/BMC Insulators | KIANSOON | 215 | 43467 (25HH625 -Full Hex AF-25mm X 25mm - M6 MS Insert) | 976 | 3003638 | 85381090
975 | Finished Good | Low Voltage Busbar Supports & Connector | SMC/DMC Busbar Supports & Connector | Insulators for Vertical/Horizontal Bars | 323 | 42VH-206/211 (Ver/Hor Quadripolar BBS- 2R x 6mm & 2R x 10mm - 255mm - SMC Ivory) | 975 | 3004867 | 85381090
974 | Finished Good | Low Voltage Busbar Supports & Connector | SMC/DMC Busbar Supports & Connector | Insulators for Vertical/Horizontal Bars | 323 | 42VH-205/211 (Ver/Hor Quadripolar BBS- 2R x 5mm & 2R x 10mm - 255mm - SMC Ivory) | 974 | 3004868 | 85381090
973 | Finished Good | Low Voltage Busbar Supports & Connector | SMC/DMC Busbar Supports & Connector | Insulators for Vertical/Horizontal Bars | 323 | 42PNF-307/311 (Full Neutral Quad BBS- 3R x 6mm & 3R x 10mm busbar- 500mm - SMC Ivory ) | 973 | 3004869 | 85381090
972 | Finished Good | Low Voltage Busbar Supports & Connector | SMC/DMC Busbar Supports & Connector | Insulators for Vertical/Horizontal Bars | 323 | 42PN-307/311 (Quadripolar BBS- 3R x 6mm & 3R x 10mm busbar- 500mm - SMC Ivory ) | 972 | 3004870 | 85381090
971 | Finished Good | Low Voltage Busbar Supports & Connector | SMC/DMC Busbar Supports & Connector | Insulators for Vertical/Horizontal Bars | 323 | 42P-305/211 (Quadripolar BBS- 3R x 5mm & 2R x 10mm busbar- 500mm - SMC Ivory ) | 971 | 3004872 | 85381090
970 | Finished Good | Low Voltage Busbar Supports & Connector | SMC/DMC Busbar Supports & Connector | Insulators for Vertical/Horizontal Bars | 323 | 42P-211/214 (Quadripolar BBS- 2R x 10mm & 2R x 12mm busbar- 500mm - SMC Ivory ) | 970 | 3004871 | 85381090
969 | Raw Material | Packaging material | Packing boxes | Inner/Outer boxes | 212 | 42P wht inr (42P WHITE INNER) | 969 | 1001445 | 85381090
968 | Raw Material | Packaging material | Packing boxes | Inner/Outer boxes | 212 | 42P PRINT inr (42P PRINT INNER) | 968 | 1001446 | 85381090
967 | Raw Material | Packaging material | Packing boxes | Inner/Outer boxes | 212 | 42P otr (42P OUTER) | 967 | 1001447 | 85381090
966 | Finished Good | Low Voltage Busbar Supports & Connector | SMC/DMC Busbar Supports & Connector | Finger Supports | 320 | 412T-S (Finger Support (25 x 130 ) - for 4 runs of 12mm busbar-SMC Ivory) | 966 | 3004967 | 85381090
965 | Finished Good | Low Voltage Busbar Supports & Connector | SMC/DMC Busbar Supports & Connector | Finger Supports | 320 | 412T-D (Finger Support (25 x 130 ) - for 4 runs of 12mm busbar-DMC Red) | 965 | 3004801 | 85381090
964 | Finished Good | Low Voltage Busbar Supports & Connector | SMC/DMC Busbar Supports & Connector | Finger Supports | 320 | 412K-S (Finger Support (20 x 130 ) - for 4 runs of 12mm busbar-SMC Ivory) | 964 | 3004970 | 85381090
963 | Finished Good | Low Voltage Busbar Supports & Connector | SMC/DMC Busbar Supports & Connector | Finger Supports | 320 | 412K-D (Finger Support (20 x 130 ) - for 4 runs of 12mm busbar-DMC Red) | 963 | 3004804 | 85381090
962 | Finished Good | Low Voltage Busbar Supports & Connector | Polyamide Busbar Supports & Connector | Polyamide Finger Supports | 332 | 412 N9 -V0 (PA Finger Support (20 x 130 ) - for 4 run of 12mm busbar-V0 BK) | 962 | 3004480 | 85381090
961 | Finished Good | Low Voltage Busbar Supports & Connector | Polyamide Busbar Supports & Connector | Polyamide Finger Supports | 332 | 412 N9-HB (PA Finger Support (20 x 130 ) - for 4 run of 12mm busbar-HB NC ) | 961 | 3004505 | 85381090
960 | Finished Good | Low Voltage Busbar Supports & Connector | SMC/DMC Busbar Supports & Connector | Finger Supports | 320 | 410T-S (Finger Support (25 x 130 ) - for 4 runs of 10mm busbar-SMC Ivory ) | 960 | 3004969 | 85381090
959 | Finished Good | Low Voltage Busbar Supports & Connector | SMC/DMC Busbar Supports & Connector | Finger Supports | 320 | 410T-D (Finger Support (25 x 130 ) - for 4 runs of 10mm busbar-DMC Red ) | 959 | 3004803 | 85381090
958 | Finished Good | Low Voltage Busbar Supports & Connector | SMC/DMC Busbar Supports & Connector | Finger Supports | 320 | 410K-S (Finger Support (20 x 130 ) - for 4 runs of 10mm busbar-SMC Ivory ) | 958 | 3004972 | 85381090
957 | Finished Good | Low Voltage Busbar Supports & Connector | SMC/DMC Busbar Supports & Connector | Finger Supports | 320 | 410K-D (Finger Support (20 x 130 ) - for 4 runs of 10mm busbar-DMC Red ) | 957 | 3004806 | 85381090
956 | Finished Good | Low Voltage Busbar Supports & Connector | Polyamide Busbar Supports & Connector | Polyamide Finger Supports | 332 | 410 N9-V0 (PA Finger Support (20 x 130 ) - for 4 run of 10mm busbar-V0 BK ) | 956 | 3004481 | 85381090
955 | Finished Good | Low Voltage Busbar Supports & Connector | Polyamide Busbar Supports & Connector | Polyamide Finger Supports | 332 | 410 N9-HB (PA Finger Support (20 x 130 ) - for 4 run of 10mm busbar-HB NC ) | 955 | 3004506 | 85381090
954 | Finished Good | Low Voltage Standoff Insulators | Thermoset DMC/BMC Insulators | Round Hexagonal Insulator | 289 | 40RH1270(M12)-SS (Round Hex AF-40mm X 70mm - M12 SS Insert ) | 954 | 3005042 | 85381090
953 | Finished Good | Low Voltage Standoff Insulators | Thermoset DMC/BMC Insulators | Round Hexagonal Insulator | 289 | 40RH1270(M12)-MS (Round Hex AF-40mm X 70mm - M12 MS Insert ) | 953 | 3005334 | 85381090
952 | Finished Good | Low Voltage Standoff Insulators | Thermoset DMC/BMC Insulators | Round Hexagonal Insulator | 289 | 40RH1270(M12)-BR (Round Hex AF-40mm X 70mm - M12 BR Insert ) | 952 | 3005115 | 85381090
951 | Finished Good | Low Voltage Standoff Insulators | Thermoset DMC/BMC Insulators | Round Hexagonal Insulator | 289 | 40RH1270(M12)-AL (Round Hex AF-40mm X 70mm - M12 MS Insert ) | 951 | 3005261 | 85381090
950 | Finished Good | Low Voltage Standoff Insulators | Thermoset DMC/BMC Insulators | Round Hexagonal Insulator | 289 | 40RH1270(M12)-AL (Round Hex AF-40mm X 70mm - M12 AL Insert ) | 950 | 3005188 | 85381090
949 | Finished Good | Low Voltage Standoff Insulators | Thermoset DMC/BMC Insulators | Round Hexagonal Insulator | 289 | 40RH1265(M12)-SS (Round Hex AF-40mm X 65mm - M12 SS Insert ) | 949 | 3005043 | 85381090
948 | Finished Good | Low Voltage Standoff Insulators | Thermoset DMC/BMC Insulators | Round Hexagonal Insulator | 289 | 40RH1265(M12)-MS (Round Hex AF-40mm X 65mm - M12 MS Insert ) | 948 | 3005335 | 85381090
947 | Finished Good | Low Voltage Standoff Insulators | Thermoset DMC/BMC Insulators | Round Hexagonal Insulator | 289 | 40RH1265(M12)-BR (Round Hex AF-40mm X 65mm - M12 BR Insert ) | 947 | 3005116 | 85381090
946 | Finished Good | Low Voltage Standoff Insulators | Thermoset DMC/BMC Insulators | Round Hexagonal Insulator | 289 | 40RH1265(M12)-AL (Round Hex AF-40mm X 65mm - M12 MS Insert ) | 946 | 3005262 | 85381090
945 | Finished Good | Low Voltage Standoff Insulators | Thermoset DMC/BMC Insulators | Round Hexagonal Insulator | 289 | 40RH1265(M12)-AL (Round Hex AF-40mm X 65mm - M12 AL Insert ) | 945 | 3005189 | 85381090
944 | Finished Good | Low Voltage Standoff Insulators | Thermoset DMC/BMC Insulators | Round Hexagonal Insulator | 289 | 40RH1260(M12)-SS (Round Hex AF-40mm X 60mm - M12 SS Insert ) | 944 | 3005044 | 85381090
943 | Finished Good | Low Voltage Standoff Insulators | Thermoset DMC/BMC Insulators | Round Hexagonal Insulator | 289 | 40RH1260(M12)-MS (Round Hex AF-40mm X 60mm - M12 MS Insert ) | 943 | 3005336 | 85381090
942 | Finished Good | Low Voltage Standoff Insulators | Thermoset DMC/BMC Insulators | Round Hexagonal Insulator | 289 | 40RH1260(M12)-BR (Round Hex AF-40mm X 60mm - M12 BR Insert ) | 942 | 3005117 | 85381090
941 | Finished Good | Low Voltage Standoff Insulators | Thermoset DMC/BMC Insulators | Round Hexagonal Insulator | 289 | 40RH1260(M12)-AL (Round Hex AF-40mm X 60mm - M12 MS Insert ) | 941 | 3005263 | 85381090
940 | Finished Good | Low Voltage Standoff Insulators | Thermoset DMC/BMC Insulators | Round Hexagonal Insulator | 289 | 40RH1260(M12)-AL (Round Hex AF-40mm X 60mm - M12 AL Insert ) | 940 | 3005190 | 85381090
939 | Finished Good | Low Voltage Standoff Insulators | Thermoset DMC/BMC Insulators | Round Hexagonal Insulator | 289 | 40RH1255(M12)-SS (Round Hex AF-40mm X 55mm - M12 SS Insert ) | 939 | 3005045 | 85381090
938 | Finished Good | Low Voltage Standoff Insulators | Thermoset DMC/BMC Insulators | Round Hexagonal Insulator | 289 | 40RH1255(M12)-MS (Round Hex AF-40mm X 55mm - M12 MS Insert ) | 938 | 3005337 | 85381090
937 | Finished Good | Low Voltage Standoff Insulators | Thermoset DMC/BMC Insulators | Round Hexagonal Insulator | 289 | 40RH1255(M12)-BR (Round Hex AF-40mm X 55mm - M12 BR Insert ) | 937 | 3005118 | 85381090
936 | Finished Good | Low Voltage Standoff Insulators | Thermoset DMC/BMC Insulators | Round Hexagonal Insulator | 289 | 40RH1255(M12)-AL (Round Hex AF-40mm X 55mm - M12 MS Insert ) | 936 | 3005264 | 85381090
935 | Finished Good | Low Voltage Standoff Insulators | Thermoset DMC/BMC Insulators | Round Hexagonal Insulator | 289 | 40RH1255(M12)-AL (Round Hex AF-40mm X 55mm - M12 AL Insert ) | 935 | 3005191 | 85381090
934 | Finished Good | Low Voltage Standoff Insulators | Thermoset DMC/BMC Insulators | Round Hexagonal Insulator | 289 | 40RH1250(M12)-SS (Round Hex AF-40mm X 50mm - M12 SS Insert ) | 934 | 3005046 | 85381090
933 | Finished Good | Low Voltage Standoff Insulators | Thermoset DMC/BMC Insulators | Round Hexagonal Insulator | 289 | 40RH1250(M12)-MS (Round Hex AF-40mm X 50mm - M12 MS Insert ) | 933 | 3005338 | 85381090
932 | Finished Good | Low Voltage Standoff Insulators | Thermoset DMC/BMC Insulators | Round Hexagonal Insulator | 289 | 40RH1250(M12)-BR (Round Hex AF-40mm X 50mm - M12 BR Insert ) | 932 | 3005119 | 85381090
931 | Finished Good | Low Voltage Standoff Insulators | Thermoset DMC/BMC Insulators | Round Hexagonal Insulator | 289 | 40RH1250(M12)-AL (Round Hex AF-40mm X 50mm - M12 MS Insert ) | 931 | 3005265 | 85381090
930 | Finished Good | Low Voltage Standoff Insulators | Thermoset DMC/BMC Insulators | Round Hexagonal Insulator | 289 | 40RH1250(M12)-AL (Round Hex AF-40mm X 50mm - M12 AL Insert ) | 930 | 3005192 | 85381090
929 | Finished Good | Low Voltage Standoff Insulators | Thermoset DMC/BMC Insulators | Round Hexagonal Insulator | 289 | 40RH1245(M12)-SS (Round Hex AF-40mm X 45mm - M12 SS Insert ) | 929 | 3005047 | 85381090
928 | Finished Good | Low Voltage Standoff Insulators | Thermoset DMC/BMC Insulators | Round Hexagonal Insulator | 289 | 40RH1245(M12)-MS (Round Hex AF-40mm X 45mm - M12 MS Insert ) | 928 | 3005339 | 85381090
927 | Finished Good | Low Voltage Standoff Insulators | Thermoset DMC/BMC Insulators | Round Hexagonal Insulator | 289 | 40RH1245(M12)-BR (Round Hex AF-40mm X 45mm - M12 BR Insert ) | 927 | 3005120 | 85381090
926 | Finished Good | Low Voltage Standoff Insulators | Thermoset DMC/BMC Insulators | Round Hexagonal Insulator | 289 | 40RH1245(M12)-AL (Round Hex AF-40mm X 45mm - M12 MS Insert ) | 926 | 3005266 | 85381090
925 | Finished Good | Low Voltage Standoff Insulators | Thermoset DMC/BMC Insulators | Round Hexagonal Insulator | 289 | 40RH1245(M12)-AL (Round Hex AF-40mm X 45mm - M12 AL Insert ) | 925 | 3005193 | 85381090
924 | Finished Good | Low Voltage Standoff Insulators | Thermoset DMC/BMC Insulators | Round Hexagonal Insulator | 289 | 40RH1240(M12)-SS (Round Hex AF-40mm X 40mm - M12 SS Insert ) | 924 | 3005048 | 85381090
923 | Finished Good | Low Voltage Standoff Insulators | Thermoset DMC/BMC Insulators | Round Hexagonal Insulator | 289 | 40RH1240(M12)-MS (Round Hex AF-40mm X 40mm - M12 MS Insert ) | 923 | 3005340 | 85381090
922 | Finished Good | Low Voltage Standoff Insulators | Thermoset DMC/BMC Insulators | Round Hexagonal Insulator | 289 | 40RH1240(M12)-BR (Round Hex AF-40mm X 40mm - M12 BR Insert ) | 922 | 3005121 | 85381090
921 | Finished Good | Low Voltage Standoff Insulators | Thermoset DMC/BMC Insulators | Round Hexagonal Insulator | 289 | 40RH1240(M12)-AL (Round Hex AF-40mm X 40mm - M12 MS Insert ) | 921 | 3005267 | 85381090
920 | Finished Good | Low Voltage Standoff Insulators | Thermoset DMC/BMC Insulators | Round Hexagonal Insulator | 289 | 40RH1240(M12)-AL (Round Hex AF-40mm X 40mm - M12 AL Insert ) | 920 | 3005194 | 85381090
919 | Finished Good | Low Voltage Standoff Insulators | Thermoset DMC/BMC Insulators | Round Hexagonal Insulator | 289 | 40RH1070(M10)-SS (Round Hex AF-40mm X 70mm - M10 SS Insert ) | 919 | 3005049 | 85381090
918 | Finished Good | Low Voltage Standoff Insulators | Thermoset DMC/BMC Insulators | Round Hexagonal Insulator | 289 | 40RH1070(M10)-MS (Round Hex AF-40mm X 70mm - M10 MS Insert ) | 918 | 3005341 | 85381090
917 | Finished Good | Low Voltage Standoff Insulators | Thermoset DMC/BMC Insulators | Round Hexagonal Insulator | 289 | 40RH1070(M10)-BR (Round Hex AF-40mm X 70mm - M10 BR Insert ) | 917 | 3005122 | 85381090
916 | Finished Good | Low Voltage Standoff Insulators | Thermoset DMC/BMC Insulators | Round Hexagonal Insulator | 289 | 40RH1070(M10)-AL (Round Hex AF-40mm X 70mm - M10 MS Insert ) | 916 | 3005268 | 85381090
915 | Finished Good | Low Voltage Standoff Insulators | Thermoset DMC/BMC Insulators | Round Hexagonal Insulator | 289 | 40RH1070(M10)-AL (Round Hex AF-40mm X 70mm - M10 AL Insert ) | 915 | 3005195 | 85381090
914 | Finished Good | Low Voltage Standoff Insulators | Thermoset DMC/BMC Insulators | Round Hexagonal Insulator | 289 | 40RH1065(M10)-SS (Round Hex AF-40mm X 65mm - M10 SS Insert ) | 914 | 3005050 | 85381090
913 | Finished Good | Low Voltage Standoff Insulators | Thermoset DMC/BMC Insulators | Round Hexagonal Insulator | 289 | 40RH1065(M10)-MS (Round Hex AF-40mm X 65mm - M10 MS Insert ) | 913 | 3005342 | 85381090
912 | Finished Good | Low Voltage Standoff Insulators | Thermoset DMC/BMC Insulators | Round Hexagonal Insulator | 289 | 40RH1065(M10)-BR (Round Hex AF-40mm X 65mm - M10 BR Insert ) | 912 | 3005123 | 85381090
911 | Finished Good | Low Voltage Standoff Insulators | Thermoset DMC/BMC Insulators | Round Hexagonal Insulator | 289 | 40RH1065(M10)-AL (Round Hex AF-40mm X 65mm - M10 MS Insert ) | 911 | 3005269 | 85381090
910 | Finished Good | Low Voltage Standoff Insulators | Thermoset DMC/BMC Insulators | Round Hexagonal Insulator | 289 | 40RH1065(M10)-AL (Round Hex AF-40mm X 65mm - M10 AL Insert ) | 910 | 3005196 | 85381090
909 | Finished Good | Low Voltage Standoff Insulators | Thermoset DMC/BMC Insulators | Round Hexagonal Insulator | 289 | 40RH1060(M10)-SS (Round Hex AF-40mm X 60mm - M10 SS Insert ) | 909 | 3005051 | 85381090
908 | Finished Good | Low Voltage Standoff Insulators | Thermoset DMC/BMC Insulators | Round Hexagonal Insulator | 289 | 40RH1060(M10)-MS (Round Hex AF-40mm X 60mm - M10 MS Insert ) | 908 | 3005343 | 85381090
907 | Finished Good | Low Voltage Standoff Insulators | Thermoset DMC/BMC Insulators | Round Hexagonal Insulator | 289 | 40RH1060(M10)-BR (Round Hex AF-40mm X 60mm - M10 BR Insert ) | 907 | 3005124 | 85381090
906 | Finished Good | Low Voltage Standoff Insulators | Thermoset DMC/BMC Insulators | Round Hexagonal Insulator | 289 | 40RH1060(M10)-AL (Round Hex AF-40mm X 60mm - M10 MS Insert ) | 906 | 3005270 | 85381090
905 | Finished Good | Low Voltage Standoff Insulators | Thermoset DMC/BMC Insulators | Round Hexagonal Insulator | 289 | 40RH1060(M10)-AL (Round Hex AF-40mm X 60mm - M10 AL Insert ) | 905 | 3005197 | 85381090
904 | Finished Good | Low Voltage Standoff Insulators | Thermoset DMC/BMC Insulators | Round Hexagonal Insulator | 289 | 40RH1055(M10)-SS (Round Hex AF-40mm X 55mm - M10 SS Insert ) | 904 | 3005052 | 85381090
903 | Finished Good | Low Voltage Standoff Insulators | Thermoset DMC/BMC Insulators | Round Hexagonal Insulator | 289 | 40RH1055(M10)-MS (Round Hex AF-40mm X 55mm - M10 MS Insert ) | 903 | 3005344 | 85381090
902 | Finished Good | Low Voltage Standoff Insulators | Thermoset DMC/BMC Insulators | Round Hexagonal Insulator | 289 | 40RH1055(M10)-BR (Round Hex AF-40mm X 55mm - M10 BR Insert ) | 902 | 3005125 | 85381090
901 | Finished Good | Low Voltage Standoff Insulators | Thermoset DMC/BMC Insulators | Round Hexagonal Insulator | 289 | 40RH1055(M10)-AL (Round Hex AF-40mm X 55mm - M10 MS Insert ) | 901 | 3005271 | 85381090
900 | Finished Good | Low Voltage Standoff Insulators | Thermoset DMC/BMC Insulators | Round Hexagonal Insulator | 289 | 40RH1055(M10)-AL (Round Hex AF-40mm X 55mm - M10 AL Insert ) | 900 | 3005198 | 85381090
899 | Finished Good | Low Voltage Standoff Insulators | Thermoset DMC/BMC Insulators | Round Hexagonal Insulator | 289 | 40RH1050(M10)-SS (Round Hex AF-40mm X 50mm - M10 SS Insert ) | 899 | 3005053 | 85381090
898 | Finished Good | Low Voltage Standoff Insulators | Thermoset DMC/BMC Insulators | Round Hexagonal Insulator | 289 | 40RH1050(M10)-MS (Round Hex AF-40mm X 50mm - M10 MS Insert ) | 898 | 3005345 | 85381090
897 | Finished Good | Low Voltage Standoff Insulators | Thermoset DMC/BMC Insulators | Round Hexagonal Insulator | 289 | 40RH1050(M10)-BR (Round Hex AF-40mm X 50mm - M10 BR Insert ) | 897 | 3005126 | 85381090
896 | Finished Good | Low Voltage Standoff Insulators | Thermoset DMC/BMC Insulators | Round Hexagonal Insulator | 289 | 40RH1050(M10)-AL (Round Hex AF-40mm X 50mm - M10 MS Insert ) | 896 | 3005272 | 85381090
895 | Finished Good | Low Voltage Standoff Insulators | Thermoset DMC/BMC Insulators | Round Hexagonal Insulator | 289 | 40RH1050(M10)-AL (Round Hex AF-40mm X 50mm - M10 AL Insert ) | 895 | 3005199 | 85381090
894 | Finished Good | Low Voltage Standoff Insulators | Thermoset DMC/BMC Insulators | Round Hexagonal Insulator | 289 | 40RH1045(M10)-SS (Round Hex AF-40mm X 45mm - M10 SS Insert ) | 894 | 3005054 | 85381090
893 | Finished Good | Low Voltage Standoff Insulators | Thermoset DMC/BMC Insulators | Round Hexagonal Insulator | 289 | 40RH1045(M10)-MS (Round Hex AF-40mm X 45mm - M10 MS Insert ) | 893 | 3005346 | 85381090
892 | Finished Good | Low Voltage Standoff Insulators | Thermoset DMC/BMC Insulators | Round Hexagonal Insulator | 289 | 40RH1045(M10)-BR (Round Hex AF-40mm X 45mm - M10 BR Insert ) | 892 | 3005127 | 85381090
891 | Finished Good | Low Voltage Standoff Insulators | Thermoset DMC/BMC Insulators | Round Hexagonal Insulator | 289 | 40RH1045(M10)-AL (Round Hex AF-40mm X 45mm - M10 MS Insert ) | 891 | 3005273 | 85381090
890 | Finished Good | Low Voltage Standoff Insulators | Thermoset DMC/BMC Insulators | Round Hexagonal Insulator | 289 | 40RH1045(M10)-AL (Round Hex AF-40mm X 45mm - M10 AL Insert ) | 890 | 3005200 | 85381090
889 | Finished Good | Low Voltage Standoff Insulators | Thermoset DMC/BMC Insulators | Round Hexagonal Insulator | 289 | 40RH1040(M10)-SS (Round Hex AF-40mm X 40mm - M10 SS Insert ) | 889 | 3005055 | 85381090
888 | Finished Good | Low Voltage Standoff Insulators | Thermoset DMC/BMC Insulators | Round Hexagonal Insulator | 289 | 40RH1040(M10)-MS (Round Hex AF-40mm X 40mm - M10 MS Insert ) | 888 | 3005347 | 85381090
887 | Finished Good | Low Voltage Standoff Insulators | Thermoset DMC/BMC Insulators | Round Hexagonal Insulator | 289 | 40RH1040(M10)-BR (Round Hex AF-40mm X 40mm - M10 BR Insert ) | 887 | 3005128 | 85381090
886 | Finished Good | Low Voltage Standoff Insulators | Thermoset DMC/BMC Insulators | Round Hexagonal Insulator | 289 | 40RH1040(M10)-AL (Round Hex AF-40mm X 40mm - M10 MS Insert ) | 886 | 3005274 | 85381090
885 | Finished Good | Low Voltage Standoff Insulators | Thermoset DMC/BMC Insulators | Round Hexagonal Insulator | 289 | 40RH1040(M10)-AL (Round Hex AF-40mm X 40mm - M10 AL Insert ) | 885 | 3005201 | 85381090
884 | Finished Good | Low Voltage Standoff Insulators | Thermoset DMC/BMC Insulators | Round Hexagonal Insulator | 289 | 40RH1035(M10)-SS (Round Hex AF-40mm X 35mm - M10 SS Insert ) | 884 | 3005056 | 85381090
883 | Finished Good | Low Voltage Standoff Insulators | Thermoset DMC/BMC Insulators | Round Hexagonal Insulator | 289 | 40RH1035(M10)-MS (Round Hex AF-40mm X 35mm - M10 MS Insert ) | 883 | 3005348 | 85381090
882 | Finished Good | Low Voltage Standoff Insulators | Thermoset DMC/BMC Insulators | Round Hexagonal Insulator | 289 | 40RH1035(M10)-BR (Round Hex AF-40mm X 35mm - M10 BR Insert ) | 882 | 3005129 | 85381090
881 | Finished Good | Low Voltage Standoff Insulators | Thermoset DMC/BMC Insulators | Round Hexagonal Insulator | 289 | 40RH1035(M10)-AL (Round Hex AF-40mm X 35mm - M10 MS Insert ) | 881 | 3005275 | 85381090
880 | Finished Good | Low Voltage Standoff Insulators | Thermoset DMC/BMC Insulators | Round Hexagonal Insulator | 289 | 40RH1035(M10)-AL (Round Hex AF-40mm X 35mm - M10 AL Insert ) | 880 | 3005202 | 85381090
879 | Finished Good | Low Voltage Standoff Insulators | Thermoset DMC/BMC Insulators | Round Hexagonal Insulator | 289 | 40RH1030(M10)-SS (Round Hex AF-40mm X 30mm - M10 SS Insert ) | 879 | 3005057 | 85381090
878 | Finished Good | Low Voltage Standoff Insulators | Thermoset DMC/BMC Insulators | Round Hexagonal Insulator | 289 | 40RH1030(M10)-MS (Round Hex AF-40mm X 30mm - M10 MS Insert ) | 878 | 3005349 | 85381090
877 | Finished Good | Low Voltage Standoff Insulators | Thermoset DMC/BMC Insulators | Round Hexagonal Insulator | 289 | 40RH1030(M10)-BR (Round Hex AF-40mm X 30mm - M10 BR Insert ) | 877 | 3005130 | 85381090
876 | Finished Good | Low Voltage Standoff Insulators | Thermoset DMC/BMC Insulators | Round Hexagonal Insulator | 289 | 40RH1030(M10)-AL (Round Hex AF-40mm X 30mm - M10 MS Insert ) | 876 | 3005276 | 85381090
875 | Finished Good | Low Voltage Standoff Insulators | Thermoset DMC/BMC Insulators | Round Hexagonal Insulator | 289 | 40RH1030(M10)-AL (Round Hex AF-40mm X 30mm - M10 AL Insert ) | 875 | 3005203 | 85381090
874 | Finished Good | Low Voltage Busbar Supports & Connector | SMC/DMC Busbar Supports & Connector | Finger Supports | 320 | 406W-S (Finger Support (14 x 80 ) - for 4 runs of 6mm busbar-SMC Ivory ) | 874 | 3004974 | 85381090
873 | Finished Good | Low Voltage Busbar Supports & Connector | SMC/DMC Busbar Supports & Connector | Finger Supports | 320 | 406W-D (Finger Support (14 x 80 ) - for 4 runs of 6mm busbar-DMC Red ) | 873 | 3004808 | 85381090
872 | Finished Good | Low Voltage Busbar Supports & Connector | SMC/DMC Busbar Supports & Connector | Finger Supports | 320 | 406K-S (Finger Support (20 x 100 ) - for 4 runs of 6mm busbar-SMC Ivory) | 872 | 3004973 | 85381090
871 | Finished Good | Low Voltage Busbar Supports & Connector | SMC/DMC Busbar Supports & Connector | Finger Supports | 320 | 406K-D (Finger Support (20 x 100 ) - for 4 runs of 6mm busbar-DMC Red) | 871 | 3004807 | 85381090
870 | Finished Good | Low Voltage Busbar Supports & Connector | Polyamide Busbar Supports & Connector | Polyamide Finger Supports | 332 | 406 N7-V0 (PA Finger Support (20 x 100 ) - for 4 run of 6mm busbar-V0 BK ) | 870 | 3004483 | 85381090
869 | Finished Good | Low Voltage Busbar Supports & Connector | Polyamide Busbar Supports & Connector | Polyamide Finger Supports | 332 | 406 N7-HB (PA Finger Support (20 x 100 ) - for 4 run of 6mm busbar-HB NC ) | 869 | 3004508 | 85381090
868 | Finished Good | Low Voltage Busbar Supports & Connector | Polyamide Busbar Supports & Connector | Polyamide Finger Supports | 332 | 406 N4-V0 (PA Finger Support (13 x 60 ) - for 4 run of 6mm busbar-V0 BK ) | 868 | 3004493 | 85381090
867 | Finished Good | Low Voltage Busbar Supports & Connector | Polyamide Busbar Supports & Connector | Polyamide Finger Supports | 332 | 406 N4-HB (PA Finger Support (13 x 60 ) - for 4 run of 6mm busbar-HB NC ) | 867 | 3004518 | 85381090
866 | Finished Good | Low Voltage Standoff Insulators | Thermoset DMC/BMC Insulators | SCHNEIDER | 291 | 3T00213 (25HH840 -Full Hex AF-25mm X 40mm - M8 MS Insert) | 866 | 3003646 | 85381090
865 | Finished Good | Low Voltage Standoff Insulators | Thermoset DMC/BMC Insulators | SCHNEIDER | 291 | 3T00099 (25HH625 -Full Hex AF-25mm X 25mm - M6 MS Insert) | 865 | 3003651 | 85381090
864 | Finished Good | Low Voltage Standoff Insulators | Thermoset DMC/BMC Insulators | SCHNEIDER | 291 | 3T00057 (14HH4(5)20-Full Hex AF-14mm X 20mm - M6 MS Insert) | 864 | 3003663 | 85381090
863 | Finished Good | PCB Spacers | Thermoplastic Spacers | 3S Series | 38 | 3S55-07 (PBT Spacer - M3 x 55mm ) | 863 | 3004634 | 85381090
862 | Finished Good | PCB Spacers | Thermoplastic Spacers | 3S Series | 38 | 3S40-07 (PBT Spacer - M3 x 40mm ) | 862 | 3004635 | 85381090
861 | Finished Good | PCB Spacers | Thermoplastic Spacers | 3S Series | 38 | 3S30-07 (PBT Spacer - M3 x 30mm ) | 861 | 3004636 | 85381090
860 | Finished Good | PCB Spacers | Thermoplastic Spacers | 3S Series | 38 | 3S25-07 (PBT Spacer - M3 x 25mm ) | 860 | 3004637 | 85381090
859 | Finished Good | PCB Spacers | Thermoplastic Spacers | 3S Series | 38 | 3S20-07 (PBT Spacer - M3 x 20mm ) | 859 | 3004638 | 85381090
858 | Finished Good | PCB Spacers | Thermoplastic Spacers | 3S Series | 38 | 3S15-07 (PBT Spacer - M3 x 15mm ) | 858 | 3004639 | 85381090
857 | Finished Good | Low Voltage Busbar Supports & Connector | SMC/DMC Busbar Supports & Connector | Insulators for Vertical/Horizontal Bars | 323 | 35P-111/211 (Tripolar BBS- 1R x 10mm & 2R x 10mm busbar- 410mm - SMC Ivory ) | 857 | 3004873 | 85381090
856 | Finished Good | Low Voltage Standoff Insulators | Thermoset DMC/BMC Insulators | Full Hexagonal Insulator | 205 | 35HH860(M8)-SS (Full Hex AF-35mm X 60mm - M8 SS Insert ) | 856 | 3005408 | 85381090
855 | Finished Good | Low Voltage Standoff Insulators | Thermoset DMC/BMC Insulators | Full Hexagonal Insulator | 205 | 35HH860(M8)-MS (Full Hex AF-35mm X 60mm - M8 MS Insert ) | 855 | 3005801 | 85381090
854 | Finished Good | Low Voltage Standoff Insulators | Thermoset DMC/BMC Insulators | Full Hexagonal Insulator | 205 | 35HH860(M8)-BR (Full Hex AF-35mm X 60mm - M8 BR Insert ) | 854 | 3005670 | 85381090
853 | Finished Good | Low Voltage Standoff Insulators | Thermoset DMC/BMC Insulators | Full Hexagonal Insulator | 205 | 35HH860(M8)-AL (Full Hex AF-35mm X 60mm - M8 AL Insert ) | 853 | 3005539 | 85381090
852 | Finished Good | Low Voltage Standoff Insulators | Thermoset DMC/BMC Insulators | Full Hexagonal Insulator | 205 | 35HH855(M8)-SS (Full Hex AF-35mm X 55mm - M8 SS Insert ) | 852 | 3005409 | 85381090
851 | Finished Good | Low Voltage Standoff Insulators | Thermoset DMC/BMC Insulators | Full Hexagonal Insulator | 205 | 35HH855(M8)-MS (Full Hex AF-35mm X 55mm - M8 MS Insert ) | 851 | 3005802 | 85381090
850 | Finished Good | Low Voltage Standoff Insulators | Thermoset DMC/BMC Insulators | Full Hexagonal Insulator | 205 | 35HH855(M8)-BR (Full Hex AF-35mm X 55mm - M8 BR Insert ) | 850 | 3005671 | 85381090
849 | Finished Good | Low Voltage Standoff Insulators | Thermoset DMC/BMC Insulators | Full Hexagonal Insulator | 205 | 35HH855(M8)-AL (Full Hex AF-35mm X 55mm - M8 AL Insert ) | 849 | 3005540 | 85381090
848 | Finished Good | Low Voltage Standoff Insulators | Thermoset DMC/BMC Insulators | Full Hexagonal Insulator | 205 | 35HH850(M8)-SS (Full Hex AF-35mm X 50mm - M8 SS Insert ) | 848 | 3005410 | 85381090
847 | Finished Good | Low Voltage Standoff Insulators | Thermoset DMC/BMC Insulators | Full Hexagonal Insulator | 205 | 35HH850(M8)-MS (Full Hex AF-35mm X 50mm - M8 MS Insert ) | 847 | 3005803 | 85381090
846 | Finished Good | Low Voltage Standoff Insulators | Thermoset DMC/BMC Insulators | Full Hexagonal Insulator | 205 | 35HH850(M8)-BR (Full Hex AF-35mm X 50mm - M8 BR Insert ) | 846 | 3005672 | 85381090
845 | Finished Good | Low Voltage Standoff Insulators | Thermoset DMC/BMC Insulators | Full Hexagonal Insulator | 205 | 35HH850(M8)-AL (Full Hex AF-35mm X 50mm - M8 AL Insert ) | 845 | 3005541 | 85381090
844 | Finished Good | Low Voltage Standoff Insulators | Thermoset DMC/BMC Insulators | Full Hexagonal Insulator | 205 | 35HH845(M8)-SS (Full Hex AF-35mm X 45mm - M8 SS Insert ) | 844 | 3005411 | 85381090
843 | Finished Good | Low Voltage Standoff Insulators | Thermoset DMC/BMC Insulators | Full Hexagonal Insulator | 205 | 35HH845(M8)-MS (Full Hex AF-35mm X 45mm - M8 MS Insert ) | 843 | 3005804 | 85381090
842 | Finished Good | Low Voltage Standoff Insulators | Thermoset DMC/BMC Insulators | Full Hexagonal Insulator | 205 | 35HH845(M8)-BR (Full Hex AF-35mm X 45mm - M8 BR Insert ) | 842 | 3005673 | 85381090
841 | Finished Good | Low Voltage Standoff Insulators | Thermoset DMC/BMC Insulators | Full Hexagonal Insulator | 205 | 35HH845(M8)-AL (Full Hex AF-35mm X 45mm - M8 AL Insert ) | 841 | 3005542 | 85381090
840 | Finished Good | Low Voltage Standoff Insulators | Thermoset DMC/BMC Insulators | Full Hexagonal Insulator | 205 | 35HH840(M8)-SS (Full Hex AF-35mm X 40mm - M8 SS Insert ) | 840 | 3005412 | 85381090
839 | Finished Good | Low Voltage Standoff Insulators | Thermoset DMC/BMC Insulators | Full Hexagonal Insulator | 205 | 35HH840(M8)-MS (Full Hex AF-35mm X 40mm - M8 MS Insert ) | 839 | 3005805 | 85381090
838 | Finished Good | Low Voltage Standoff Insulators | Thermoset DMC/BMC Insulators | Full Hexagonal Insulator | 205 | 35HH840(M8)-BR (Full Hex AF-35mm X 40mm - M8 BR Insert ) | 838 | 3005674 | 85381090
837 | Finished Good | Low Voltage Standoff Insulators | Thermoset DMC/BMC Insulators | Full Hexagonal Insulator | 205 | 35HH840(M8)-AL (Full Hex AF-35mm X 40mm - M8 AL Insert ) | 837 | 3005543 | 85381090
836 | Finished Good | Low Voltage Standoff Insulators | Thermoset DMC/BMC Insulators | Full Hexagonal Insulator | 205 | 35HH835(M8)-SS (Full Hex AF-35mm X 35mm - M8 SS Insert ) | 836 | 3005413 | 85381090
835 | Finished Good | Low Voltage Standoff Insulators | Thermoset DMC/BMC Insulators | Full Hexagonal Insulator | 205 | 35HH835(M8)-MS (Full Hex AF-35mm X 35mm - M8 MS Insert ) | 835 | 3005806 | 85381090
834 | Finished Good | Low Voltage Standoff Insulators | Thermoset DMC/BMC Insulators | Full Hexagonal Insulator | 205 | 35HH835(M8)-BR (Full Hex AF-35mm X 35mm - M8 BR Insert ) | 834 | 3005675 | 85381090
833 | Finished Good | Low Voltage Standoff Insulators | Thermoset DMC/BMC Insulators | Full Hexagonal Insulator | 205 | 35HH835(M8)-AL (Full Hex AF-35mm X 35mm - M8 AL Insert ) | 833 | 3005544 | 85381090
832 | Finished Good | Low Voltage Standoff Insulators | Thermoset DMC/BMC Insulators | Full Hexagonal Insulator | 205 | 35HH830(M8)-SS (Full Hex AF-35mm X 30mm - M8 SS Insert ) | 832 | 3005414 | 85381090
831 | Finished Good | Low Voltage Standoff Insulators | Thermoset DMC/BMC Insulators | Full Hexagonal Insulator | 205 | 35HH830(M8)-MS (Full Hex AF-35mm X 30mm - M8 MS Insert ) | 831 | 3005807 | 85381090
830 | Finished Good | Low Voltage Standoff Insulators | Thermoset DMC/BMC Insulators | Full Hexagonal Insulator | 205 | 35HH830(M8)-BR (Full Hex AF-35mm X 30mm - M8 BR Insert ) | 830 | 3005676 | 85381090
829 | Finished Good | Low Voltage Standoff Insulators | Thermoset DMC/BMC Insulators | Full Hexagonal Insulator | 205 | 35HH830(M8)-AL (Full Hex AF-35mm X 30mm - M8 AL Insert ) | 829 | 3005545 | 85381090
828 | Finished Good | Low Voltage Standoff Insulators | Thermoset DMC/BMC Insulators | Full Hexagonal Insulator | 205 | 35HH1060(M10)-SS (Full Hex AF-35mm X 60mm - M10 SS Insert ) | 828 | 3005401 | 85381090
827 | Finished Good | Low Voltage Standoff Insulators | Thermoset DMC/BMC Insulators | Full Hexagonal Insulator | 205 | 35HH1060(M10)-MS (Full Hex AF-35mm X 60mm - M10 MS Insert ) | 827 | 3005794 | 85381090
826 | Finished Good | Low Voltage Standoff Insulators | Thermoset DMC/BMC Insulators | Full Hexagonal Insulator | 205 | 35HH1060(M10)-BR (Full Hex AF-35mm X 60mm - M10 BR Insert ) | 826 | 3005663 | 85381090
825 | Finished Good | Low Voltage Standoff Insulators | Thermoset DMC/BMC Insulators | Full Hexagonal Insulator | 205 | 35HH1060(M10)-AL (Full Hex AF-35mm X 60mm - M10 AL Insert ) | 825 | 3005532 | 85381090
824 | Finished Good | Low Voltage Standoff Insulators | Thermoset DMC/BMC Insulators | Full Hexagonal Insulator | 205 | 35HH1055(M10)-SS (Full Hex AF-35mm X 55mm - M10 SS Insert ) | 824 | 3005402 | 85381090
823 | Finished Good | Low Voltage Standoff Insulators | Thermoset DMC/BMC Insulators | Full Hexagonal Insulator | 205 | 35HH1055(M10)-MS (Full Hex AF-35mm X 55mm - M10 MS Insert ) | 823 | 3005795 | 85381090
822 | Finished Good | Low Voltage Standoff Insulators | Thermoset DMC/BMC Insulators | Full Hexagonal Insulator | 205 | 35HH1055(M10)-BR (Full Hex AF-35mm X 55mm - M10 BR Insert ) | 822 | 3005664 | 85381090
821 | Finished Good | Low Voltage Standoff Insulators | Thermoset DMC/BMC Insulators | Full Hexagonal Insulator | 205 | 35HH1055(M10)-AL (Full Hex AF-35mm X 55mm - M10 AL Insert ) | 821 | 3005533 | 85381090
820 | Finished Good | Low Voltage Standoff Insulators | Thermoset DMC/BMC Insulators | Full Hexagonal Insulator | 205 | 35HH1050(M10)-SS (Full Hex AF-35mm X 50mm - M10 SS Insert ) | 820 | 3005403 | 85381090
819 | Finished Good | Low Voltage Standoff Insulators | Thermoset DMC/BMC Insulators | Full Hexagonal Insulator | 205 | 35HH1050(M10)-MS (Full Hex AF-35mm X 50mm - M10 MS Insert ) | 819 | 3005796 | 85381090
818 | Finished Good | Low Voltage Standoff Insulators | Thermoset DMC/BMC Insulators | Full Hexagonal Insulator | 205 | 35HH1050(M10)-BR (Full Hex AF-35mm X 50mm - M10 BR Insert ) | 818 | 3005665 | 85381090
817 | Finished Good | Low Voltage Standoff Insulators | Thermoset DMC/BMC Insulators | Full Hexagonal Insulator | 205 | 35HH1050(M10)-AL (Full Hex AF-35mm X 50mm - M10 AL Insert ) | 817 | 3005534 | 85381090
816 | Finished Good | Low Voltage Standoff Insulators | Thermoset DMC/BMC Insulators | Full Hexagonal Insulator | 205 | 35HH1045(M10)-SS (Full Hex AF-35mm X 45mm - M10 SS Insert ) | 816 | 3005404 | 85381090
815 | Finished Good | Low Voltage Standoff Insulators | Thermoset DMC/BMC Insulators | Full Hexagonal Insulator | 205 | 35HH1045(M10)-MS (Full Hex AF-35mm X 45mm - M10 MS Insert ) | 815 | 3005797 | 85381090
814 | Finished Good | Low Voltage Standoff Insulators | Thermoset DMC/BMC Insulators | Full Hexagonal Insulator | 205 | 35HH1045(M10)-BR (Full Hex AF-35mm X 45mm - M10 BR Insert ) | 814 | 3005666 | 85381090
813 | Finished Good | Low Voltage Standoff Insulators | Thermoset DMC/BMC Insulators | Full Hexagonal Insulator | 205 | 35HH1045(M10)-AL (Full Hex AF-35mm X 45mm - M10 AL Insert ) | 813 | 3005535 | 85381090
812 | Finished Good | Low Voltage Standoff Insulators | Thermoset DMC/BMC Insulators | Full Hexagonal Insulator | 205 | 35HH1040(M10)-SS (Full Hex AF-35mm X 40mm - M10 SS Insert ) | 812 | 3005405 | 85381090
811 | Finished Good | Low Voltage Standoff Insulators | Thermoset DMC/BMC Insulators | Full Hexagonal Insulator | 205 | 35HH1040(M10)-MS (Full Hex AF-35mm X 40mm - M10 MS Insert ) | 811 | 3005798 | 85381090
810 | Finished Good | Low Voltage Standoff Insulators | Thermoset DMC/BMC Insulators | Full Hexagonal Insulator | 205 | 35HH1040(M10)-BR (Full Hex AF-35mm X 40mm - M10 BR Insert ) | 810 | 3005667 | 85381090
809 | Finished Good | Low Voltage Standoff Insulators | Thermoset DMC/BMC Insulators | Full Hexagonal Insulator | 205 | 35HH1040(M10)-AL (Full Hex AF-35mm X 40mm - M10 AL Insert ) | 809 | 3005536 | 85381090
808 | Finished Good | Low Voltage Standoff Insulators | Thermoset DMC/BMC Insulators | Full Hexagonal Insulator | 205 | 35HH1035(M10)-SS (Full Hex AF-35mm X 35mm - M10 SS Insert ) | 808 | 3005406 | 85381090
807 | Finished Good | Low Voltage Standoff Insulators | Thermoset DMC/BMC Insulators | Full Hexagonal Insulator | 205 | 35HH1035(M10)-MS (Full Hex AF-35mm X 35mm - M10 MS Insert ) | 807 | 3005799 | 85381090
806 | Finished Good | Low Voltage Standoff Insulators | Thermoset DMC/BMC Insulators | Full Hexagonal Insulator | 205 | 35HH1035(M10)-BR (Full Hex AF-35mm X 35mm - M10 BR Insert ) | 806 | 3005668 | 85381090
805 | Finished Good | Low Voltage Standoff Insulators | Thermoset DMC/BMC Insulators | Full Hexagonal Insulator | 205 | 35HH1035(M10)-AL (Full Hex AF-35mm X 35mm - M10 AL Insert ) | 805 | 3005537 | 85381090
804 | Finished Good | Low Voltage Standoff Insulators | Thermoset DMC/BMC Insulators | Full Hexagonal Insulator | 205 | 35HH1030(M10)-SS (Full Hex AF-35mm X 30mm - M10 SS Insert ) | 804 | 3005407 | 85381090
803 | Finished Good | Low Voltage Standoff Insulators | Thermoset DMC/BMC Insulators | Full Hexagonal Insulator | 205 | 35HH1030(M10)-MS (Full Hex AF-35mm X 30mm - M10 MS Insert ) | 803 | 3005800 | 85381090
802 | Finished Good | Low Voltage Standoff Insulators | Thermoset DMC/BMC Insulators | Full Hexagonal Insulator | 205 | 35HH1030(M10)-BR (Full Hex AF-35mm X 30mm - M10 BR Insert ) | 802 | 3005669 | 85381090
801 | Finished Good | Low Voltage Standoff Insulators | Thermoset DMC/BMC Insulators | Full Hexagonal Insulator | 205 | 35HH1030(M10)-AL (Full Hex AF-35mm X 30mm - M10 AL Insert ) | 801 | 3005538 | 85381090
800 | Raw Material | Packaging material | Packing boxes | Inner/Outer boxes | 212 | 35HH-1 wht inr (35HH-1 WHITE INNER) | 800 | 1001448 | 85381090
799 | Raw Material | Packaging material | Packing boxes | Inner/Outer boxes | 212 | 35HH-1 PRINT inr (35HH-1 PRINT INNER) | 799 | 1001449 | 85381090
798 | Raw Material | Packaging material | Packing boxes | Inner/Outer boxes | 212 | 35HH-1 otr (35HH-1 OUTER) | 798 | 1001450 | 85381090
797 | Finished Good | Low Voltage Standoff Insulators | Thermoset DMC/BMC Insulators | Drum Insulators | 123 | 3473668500 (D835(m8)-drum Insulator M8 X 35mm - Ms Insert) | 797 | 3001006 | 85381090
796 | Finished Good | Low Voltage Busbar Supports & Connector | SMC/DMC Busbar Supports & Connector | Supports for Horizontal Busbars | 326 | 3473655400 (TP230636DR - Multi Connection Support) | 796 | 3001001 | 85381090
795 | Finished Good | Low Voltage Standoff Insulators | Thermoset DMC/BMC Insulators | Full Hexagonal Insulator | 205 | 3473624100 (35hh840 -round Hex Af-35mm X 40mm - M8 Ms Insert) | 795 | 3001009 | 85381090
794 | Finished Good | Low Voltage Standoff Insulators | Thermoset DMC/BMC Insulators | Full Hexagonal Insulator | 205 | 3473624000 (35HH1050 -Full Hex Af-35mm X 50mm - M10 Ms Insert) | 794 | 3001012 | 85381090
793 | Finished Good | Low Voltage Standoff Insulators | Thermoset DMC/BMC Insulators | Full Hexagonal Insulator | 205 | 3473623800 (35HH1060 -Full Hex Af-35mm X 60mm - M10 Ms Insert) | 793 | 3001011 | 85381090
792 | Finished Good | Low Voltage Standoff Insulators | Thermoset DMC/BMC Insulators | Drum Insulators | 123 | 3473623300 (D851(m8)-drum Insulator M8 X 51mm - Ms Insert) | 792 | 3001005 | 85381090
791 | Finished Good | Low Voltage Standoff Insulators | Thermoset DMC/BMC Insulators | Hexagonal Insulator | 209 | 3473623200 (H835(M8)-Hexagonal Insulator M8 X 35mm - Ms Insert) | 791 | 3001003 | 85381090
790 | Finished Good | Low Voltage Standoff Insulators | Thermoset DMC/BMC Insulators | Full Hexagonal Insulator | 205 | 3473620600 (25HH632 -fULL Hex Af-25mm X 32mm - M6 Ms Insert) | 790 | 3001015 | 85381090
789 | Finished Good | Low Voltage Standoff Insulators | Thermoset DMC/BMC Insulators | Drum Insulators | 123 | 3473620500 (D081035-Drum Insulator M08 X 35mm - MS Insert) | 789 | 3001008 | 85381090
788 | Finished Good | Low Voltage Standoff Insulators | Thermoset DMC/BMC Insulators | Full Hexagonal Insulator | 205 | 3473618000 (35HH1040 -Full Hex Af-35mm X 40mm - M10 Ms Insert) | 788 | 3001013 | 85381090
787 | Finished Good | Low Voltage Standoff Insulators | Thermoset DMC/BMC Insulators | Full Hexagonal Insulator | 205 | 3473617900 (25HH835 -round Hex Af-25mm X 35mm - M8 Ms Insert) | 787 | 3001014 | 85381090
786 | Finished Good | Low Voltage Standoff Insulators | Thermoset DMC/BMC Insulators | Drum Insulators | 123 | 3470452600 (DLH835(M8)-Drum Insulator M8 X 35mm - Brass Insert) | 786 | 3001004 | 85381090
785 | Finished Good | Low Voltage Standoff Insulators | Thermoset DMC/BMC Insulators | Drum Insulators | 123 | 3470435900 (D625(M6)-Drum Insulator M06 X 25mm - MS insert) | 785 | 3001007 | 85381090
784 | Finished Good | Low Voltage Standoff Insulators | Thermoset DMC/BMC Insulators | Full Hexagonal Insulator | 205 | 3421046200 (35hh835 -full Hex Af-35mm X 35mm - M8 Ms Insert) | 784 | 3001010 | 85381090
783 | Finished Good | Low Voltage Standoff Insulators | Thermoset DMC/BMC Insulators | SCHNEIDER | 291 | 3375981 (25HH6(10)40 -Full Hex AF-25mm X 40mm - M6 MS Insert) | 783 | 3003658 | 85381090
782 | Finished Good | Low Voltage Standoff Insulators | Thermoset DMC/BMC Insulators | SCHNEIDER | 291 | 3375980 (25HH6(9)30 -Full Hex AF-25mm X 30mm - M6 MS Insert) | 782 | 3003654 | 85381090
781 | Finished Good | Low Voltage Standoff Insulators | Thermoset DMC/BMC Insulators | SCHNEIDER | 291 | 3375979 (20HH6(7)20 -Full Hex AF-20mm X 20mm - M6 MS Insert) | 781 | 3003659 | 85381090
780 | Finished Good | Low Voltage Busbar Supports & Connector | SMC/DMC Busbar Supports & Connector | Insulators for Vertical/Horizontal Bars | 323 | 32PNF-307/211 (Full Neutral Quad BBS- 3R x 6mm & 2R x 10mm busbar- 370mm - SMC Ivory ) | 780 | 3004874 | 85381090
779 | Finished Good | Low Voltage Busbar Supports & Connector | SMC/DMC Busbar Supports & Connector | Insulators for Vertical/Horizontal Bars | 323 | 32PN-307/211 (Quadripolar BBS- 3R x 6mm & 2R x 10mm busbar- 370mm - SMC Ivory ) | 779 | 3004875 | 85381090
778 | Finished Good | Low Voltage Busbar Supports & Connector | SMC/DMC Busbar Supports & Connector | Insulators for Vertical/Horizontal Bars | 323 | 32PN-305/306 (Quadripolar BBS- 3R x 5mm & 3R x 6mm busbar- 370mm - SMC Ivory ) | 778 | 3004876 | 85381090
777 | Finished Good | Low Voltage Busbar Supports & Connector | SMC/DMC Busbar Supports & Connector | Insulators for Vertical/Horizontal Bars | 323 | 32P-211/214 (Tripolar BBS- 2R x 10mm & 2R x 12mm busbar- 370mm - SMC Ivory ) | 777 | 3004877 | 85381090
776 | Raw Material | Packaging material | Packing boxes | Inner/Outer boxes | 212 | 32P otr (32P OUTER) | 776 | 1001451 | 85381090
775 | Raw Material | Packaging material | Packing boxes | Inner/Outer boxes | 212 | 32P wht inr (32P WHITE INNER) | 775 | 1001452 | 85381090
774 | Raw Material | Packaging material | Packing boxes | Inner/Outer boxes | 212 | 32P PRINT inr (32P PRINT INNER) | 774 | 1001453 | 85381090
773 | Finished Good |  |  |  | 244 | 3244811900 (PAIS1424M4BB - Teflon Support with Brass Insert) | 773 | 3001002 | 85381090
772 | Finished Good | Low Voltage Busbar Supports & Connector | SMC/DMC Busbar Supports & Connector | Insulators for Vertical/Horizontal Bars | 323 | 31PNF-107/111 (Full Neutral Quad BBS- 1R x 6mm & 1R x 10mmbusbar- 270mm - SMC Ivory ) | 772 | 3004879 | 85381090
771 | Finished Good | Low Voltage Busbar Supports & Connector | SMC/DMC Busbar Supports & Connector | Insulators for Vertical/Horizontal Bars | 323 | 31PN-208/211 (Quadripolar BBS- 2R x 8mm & 2R x 10mm busbar- 270mm - SMC Ivory ) | 771 | 3004881 | 85381090
770 | Finished Good | Low Voltage Busbar Supports & Connector | SMC/DMC Busbar Supports & Connector | Insulators for Vertical/Horizontal Bars | 323 | 31PN-205/207 (Quadripolar BBS- 2R x 5mm & 2R x 6mm busbar- 270mm - SMC Ivory ) | 770 | 3004882 | 85381090
769 | Finished Good | Low Voltage Busbar Supports & Connector | SMC/DMC Busbar Supports & Connector | Insulators for Vertical/Horizontal Bars | 323 | 31PN-205/206 (Quadripolar BBS- 2R x 5mm & 2R x 6mm busbar- 270mm - SMC Ivory ) | 769 | 3004878 | 85381090
768 | Finished Good | Low Voltage Busbar Supports & Connector | SMC/DMC Busbar Supports & Connector | Insulators for Vertical/Horizontal Bars | 323 | 31PN-107/111 (Quadripolar BBS- 1R x 6mm & 1R x 10mm - busbar- 270mm - SMC Ivory ) | 768 | 3004880 | 85381090
767 | Finished Good | Low Voltage Busbar Supports & Connector | SMC/DMC Busbar Supports & Connector | Insulators for Vertical/Horizontal Bars | 323 | 31PN-105/106 (Quadripolar BBS- 1R x 5mm & 1R x 6mm busbar- 270mm - SMC Ivory ) | 767 | 3004883 | 85381090
766 | Finished Good | Low Voltage Busbar Supports & Connector | SMC/DMC Busbar Supports & Connector | Insulators for Vertical/Horizontal Bars | 323 | 31P-307/211 (Tripolar BBS- 3R x 6mm & 2R x 10mm busbar- 270mm - SMC Ivory ) | 766 | 3004885 | 85381090
765 | Finished Good | Low Voltage Busbar Supports & Connector | SMC/DMC Busbar Supports & Connector | Insulators for Vertical/Horizontal Bars | 323 | 31P-306/211 (Tripolar BBS- 3R x 5/6mm & 2R x 10mm busbar- 270mm - SMC Ivory ) | 765 | 3004886 | 85381090
764 | Finished Good | Low Voltage Busbar Supports & Connector | SMC/DMC Busbar Supports & Connector | Insulators for Vertical/Horizontal Bars | 323 | 31P-211/214 (Tripolar BBS- 2R x 10mm & 2R x 12mm busbar- 270mm - SMC Ivory ) | 764 | 3004884 | 85381090
763 | Raw Material | Packaging material | Packing boxes | Inner/Outer boxes | 212 | 31P wht inr (31P WHITE INNER) | 763 | 1001454 | 85381090
762 | Raw Material | Packaging material | Packing boxes | Inner/Outer boxes | 212 | 31P otr (31P OUTER) | 762 | 1001455 | 85381090
761 | Raw Material | Packaging material | Packing boxes | Inner/Outer boxes | 212 | 31P PRINT inr (31P PRINT INNER) | 761 | 1001456 | 85381090
760 | Finished Good | Low Voltage Busbar Supports & Connector | SMC/DMC Busbar Supports & Connector | Finger Supports | 320 | 312W-S (Finger Support (15 x 90 ) - for 3 runs of 12mm busbar-SMC Ivory) | 760 | 3004983 | 85381090
759 | Finished Good | Low Voltage Busbar Supports & Connector | SMC/DMC Busbar Supports & Connector | Finger Supports | 320 | 312W-D (Finger Support (15 x 90 ) - for 3 runs of 12mm busbar-DMC Red) | 759 | 3004817 | 85381090
758 | Finished Good | Low Voltage Busbar Supports & Connector | SMC/DMC Busbar Supports & Connector | Finger Supports | 320 | 312T-S (Finger Support (25 x 100 ) - for 3 runs of 12mm busbar-SMC Ivory ) | 758 | 3004975 | 85381090
757 | Finished Good | Low Voltage Busbar Supports & Connector | SMC/DMC Busbar Supports & Connector | Finger Supports | 320 | 312T-D (Finger Support (25 x 100 ) - for 3 runs of 12mm busbar-DMC Red ) | 757 | 3004809 | 85381090
756 | Finished Good | Low Voltage Busbar Supports & Connector | SMC/DMC Busbar Supports & Connector | Finger Supports | 320 | 312K-S (Finger Support (20 x 100 ) - for 3 runs of 12mm busbar-SMC Ivory ) | 756 | 3004979 | 85381090
755 | Finished Good | Low Voltage Busbar Supports & Connector | SMC/DMC Busbar Supports & Connector | Finger Supports | 320 | 312K-D (Finger Support (20 x 100 ) - for 3 runs of 12mm busbar-DMC Red ) | 755 | 3004813 | 85381090
754 | Finished Good | Low Voltage Busbar Supports & Connector | Polyamide Busbar Supports & Connector | Polyamide Finger Supports | 332 | 312 N7-V0 (PA Finger Support (20 x 100 ) - for 3 run of 12mm busbar-V0 BK ) | 754 | 3004484 | 85381090
753 | Finished Good | Low Voltage Busbar Supports & Connector | Polyamide Busbar Supports & Connector | Polyamide Finger Supports | 332 | 312 N7-HB (PA Finger sprt (20 x 100 ) - for 3 run of 12mm busbar-HB NC ) | 753 | 3004509 | 85381090
752 | Finished Good | Low Voltage Busbar Supports & Connector | Polyamide Busbar Supports & Connector | Polyamide Finger Supports | 332 | 312 N4-V0 (PA Finger Support (13 x 60 ) - for 3 run of 12mm busbar-V0 BK) | 752 | 3004494 | 85381090
751 | Finished Good | Low Voltage Busbar Supports & Connector | Polyamide Busbar Supports & Connector | Polyamide Finger Supports | 332 | 312 N4-HB (PA Finger Support (13 x 60 ) - for 3 run of 12mm busbar-HB NC) | 751 | 3004519 | 85381090
750 | Finished Good | Low Voltage Busbar Supports & Connector | SMC/DMC Busbar Supports & Connector | Finger Supports | 320 | 310W-S (Finger Support (14 x 80 ) - for 3 runs of 10mm busbar-SMC Ivory) | 750 | 3004984 | 85381090
749 | Finished Good | Low Voltage Busbar Supports & Connector | SMC/DMC Busbar Supports & Connector | Finger Supports | 320 | 310W-D (Finger Support (14 x 80 ) - for 3 runs of 10mm busbar-DMC Red) | 749 | 3004818 | 85381090
748 | Finished Good | Low Voltage Busbar Supports & Connector | SMC/DMC Busbar Supports & Connector | Finger Supports | 320 | 310T-S (Finger Support (25 x 100 ) - for 3 runs of 10mm busbar-SMC Ivory ) | 748 | 3004977 | 85381090
747 | Finished Good | Low Voltage Busbar Supports & Connector | SMC/DMC Busbar Supports & Connector | Finger Supports | 320 | 310T-D (Finger Support (25 x 100 ) - for 3 runs of 10mm busbar-DMC Red ) | 747 | 3004811 | 85381090
746 | Finished Good | Low Voltage Busbar Supports & Connector | SMC/DMC Busbar Supports & Connector | Finger Supports | 320 | 310K-S (Finger Support (20 x 100 ) - for 3 runs of 10mm busbar-SMC Ivory ) | 746 | 3004981 | 85381090
745 | Finished Good | Low Voltage Busbar Supports & Connector | SMC/DMC Busbar Supports & Connector | Finger Supports | 320 | 310K-D (Finger Support (20 x 100 ) - for 3 runs of 10mm busbar-DMC Red ) | 745 | 3004815 | 85381090
744 | Finished Good | Low Voltage Busbar Supports & Connector | Polyamide Busbar Supports & Connector | Polyamide Finger Supports | 332 | 310 N7-V0 (PA Finger Support (20 x 100) - for 3 run of 10mm busbar-V0 BK ) | 744 | 3004485 | 85381090
743 | Finished Good | Low Voltage Busbar Supports & Connector | Polyamide Busbar Supports & Connector | Polyamide Finger Supports | 332 | 310 N7-HB (PA Finger Support (20 x 100 ) - for 3 run of 10mm busbar-HB NC ) | 743 | 3004510 | 85381090
742 | Finished Good | Low Voltage Busbar Supports & Connector | Polyamide Busbar Supports & Connector | Polyamide Finger Supports | 332 | 310 N4-V0 (PA Finger Support (13 x 85 ) - for 3 run of 10mm busbar-V0 BK) | 742 | 3004495 | 85381090
741 | Finished Good | Low Voltage Busbar Supports & Connector | Polyamide Busbar Supports & Connector | Polyamide Finger Supports | 332 | 310 N4-HB (PA Finger Support (13 x 85 ) - for 3 run of 10mm busbar-HB NC ) | 741 | 3004520 | 85381090
740 | Finished Good | Low Voltage Standoff Insulators | Thermoset DMC/BMC Insulators | Round Hexagonal Insulator | 289 | 30RH870(M8)-SS (Round Hex AF-30mm X 70mm - M8 SS Insert ) | 740 | 3005059 | 85381090
739 | Finished Good | Low Voltage Standoff Insulators | Thermoset DMC/BMC Insulators | Round Hexagonal Insulator | 289 | 30RH870(M8)-MS (Round Hex AF-30mm X 70mm - M8 MS Insert ) | 739 | 3005351 | 85381090
738 | Finished Good | Low Voltage Standoff Insulators | Thermoset DMC/BMC Insulators | Round Hexagonal Insulator | 289 | 30RH870(M8)-BR (Round Hex AF-30mm X 70mm - M8 BR Insert ) | 738 | 3005132 | 85381090
737 | Finished Good | Low Voltage Standoff Insulators | Thermoset DMC/BMC Insulators | Round Hexagonal Insulator | 289 | 30RH870(M8)-AL (Round Hex AF-30mm X 70mm - M8 MS Insert ) | 737 | 3005278 | 85381090
736 | Finished Good | Low Voltage Standoff Insulators | Thermoset DMC/BMC Insulators | Round Hexagonal Insulator | 289 | 30RH870(M8)-AL (Round Hex AF-30mm X 70mm - M8 AL Insert ) | 736 | 3005205 | 85381090
735 | Finished Good | Low Voltage Standoff Insulators | Thermoset DMC/BMC Insulators | Round Hexagonal Insulator | 289 | 30RH865(M8)-SS (Round Hex AF-30mm X 65mm - M8 SS Insert ) | 735 | 3005060 | 85381090
734 | Finished Good | Low Voltage Standoff Insulators | Thermoset DMC/BMC Insulators | Round Hexagonal Insulator | 289 | 30RH865(M8)-MS (Round Hex AF-30mm X 65mm - M8 MS Insert ) | 734 | 3005352 | 85381090
733 | Finished Good | Low Voltage Standoff Insulators | Thermoset DMC/BMC Insulators | Round Hexagonal Insulator | 289 | 30RH865(M8)-BR (Round Hex AF-30mm X 65mm - M8 BR Insert ) | 733 | 3005133 | 85381090
732 | Finished Good | Low Voltage Standoff Insulators | Thermoset DMC/BMC Insulators | Round Hexagonal Insulator | 289 | 30RH865(M8)-AL (Round Hex AF-30mm X 65mm - M8 MS Insert ) | 732 | 3005279 | 85381090
731 | Finished Good | Low Voltage Standoff Insulators | Thermoset DMC/BMC Insulators | Round Hexagonal Insulator | 289 | 30RH865(M8)-AL (Round Hex AF-30mm X 65mm - M8 AL Insert ) | 731 | 3005206 | 85381090
730 | Finished Good | Low Voltage Standoff Insulators | Thermoset DMC/BMC Insulators | Round Hexagonal Insulator | 289 | 30RH860(M8)-SS (Round Hex AF-30mm X 60mm - M8 SS Insert ) | 730 | 3005061 | 85381090
729 | Finished Good | Low Voltage Standoff Insulators | Thermoset DMC/BMC Insulators | Round Hexagonal Insulator | 289 | 30RH860(M8)-MS (Round Hex AF-30mm X 60mm - M8 MS Insert ) | 729 | 3005353 | 85381090
728 | Finished Good | Low Voltage Standoff Insulators | Thermoset DMC/BMC Insulators | Round Hexagonal Insulator | 289 | 30RH860(M8)-BR (Round Hex AF-30mm X 60mm - M8 BR Insert ) | 728 | 3005134 | 85381090
727 | Finished Good | Low Voltage Standoff Insulators | Thermoset DMC/BMC Insulators | Round Hexagonal Insulator | 289 | 30RH860(M8)-AL (Round Hex AF-30mm X 60mm - M8 MS Insert ) | 727 | 3005280 | 85381090
726 | Finished Good | Low Voltage Standoff Insulators | Thermoset DMC/BMC Insulators | Round Hexagonal Insulator | 289 | 30RH860(M8)-AL (Round Hex AF-30mm X 60mm - M8 AL Insert ) | 726 | 3005207 | 85381090
725 | Finished Good | Low Voltage Standoff Insulators | Thermoset DMC/BMC Insulators | Round Hexagonal Insulator | 289 | 30RH855(M8)-SS (Round Hex AF-30mm X 55mm - M8 SS Insert ) | 725 | 3005062 | 85381090
724 | Finished Good | Low Voltage Standoff Insulators | Thermoset DMC/BMC Insulators | Round Hexagonal Insulator | 289 | 30RH855(M8)-MS (Round Hex AF-30mm X 55mm - M8 MS Insert ) | 724 | 3005354 | 85381090
723 | Finished Good | Low Voltage Standoff Insulators | Thermoset DMC/BMC Insulators | Round Hexagonal Insulator | 289 | 30RH855(M8)-BR (Round Hex AF-30mm X 55mm - M8 BR Insert ) | 723 | 3005135 | 85381090
722 | Finished Good | Low Voltage Standoff Insulators | Thermoset DMC/BMC Insulators | Round Hexagonal Insulator | 289 | 30RH855(M8)-AL (Round Hex AF-30mm X 55mm - M8 MS Insert ) | 722 | 3005281 | 85381090
721 | Finished Good | Low Voltage Standoff Insulators | Thermoset DMC/BMC Insulators | Round Hexagonal Insulator | 289 | 30RH855(M8)-AL (Round Hex AF-30mm X 55mm - M8 AL Insert ) | 721 | 3005208 | 85381090
720 | Finished Good | Low Voltage Standoff Insulators | Thermoset DMC/BMC Insulators | Round Hexagonal Insulator | 289 | 30RH850(M8)-SS (Round Hex AF-30mm X 50mm - M8 SS Insert ) | 720 | 3005063 | 85381090
719 | Finished Good | Low Voltage Standoff Insulators | Thermoset DMC/BMC Insulators | Round Hexagonal Insulator | 289 | 30RH850(M8)-MS (Round Hex AF-30mm X 50mm - M8 MS Insert ) | 719 | 3005355 | 85381090
718 | Finished Good | Low Voltage Standoff Insulators | Thermoset DMC/BMC Insulators | Round Hexagonal Insulator | 289 | 30RH850(M8)-BR (Round Hex AF-30mm X 50mm - M8 BR Insert ) | 718 | 3005136 | 85381090
717 | Finished Good | Low Voltage Standoff Insulators | Thermoset DMC/BMC Insulators | Round Hexagonal Insulator | 289 | 30RH850(M8)-AL (Round Hex AF-30mm X 50mm - M8 MS Insert ) | 717 | 3005282 | 85381090
716 | Finished Good | Low Voltage Standoff Insulators | Thermoset DMC/BMC Insulators | Round Hexagonal Insulator | 289 | 30RH850(M8)-AL (Round Hex AF-30mm X 50mm - M8 AL Insert ) | 716 | 3005209 | 85381090
715 | Finished Good | Low Voltage Standoff Insulators | Thermoset DMC/BMC Insulators | Round Hexagonal Insulator | 289 | 30RH840(M8)-SS (Round Hex AF-30mm X 40mm - M8 SS Insert ) | 715 | 3005064 | 85381090
714 | Finished Good | Low Voltage Standoff Insulators | Thermoset DMC/BMC Insulators | Round Hexagonal Insulator | 289 | 30RH840(M8)-MS (Round Hex AF-30mm X 40mm - M8 MS Insert ) | 714 | 3005356 | 85381090
713 | Finished Good | Low Voltage Standoff Insulators | Thermoset DMC/BMC Insulators | Round Hexagonal Insulator | 289 | 30RH840(M8)-BR (Round Hex AF-30mm X 40mm - M8 BR Insert ) | 713 | 3005137 | 85381090
712 | Finished Good | Low Voltage Standoff Insulators | Thermoset DMC/BMC Insulators | Round Hexagonal Insulator | 289 | 30RH840(M8)-AL (Round Hex AF-30mm X 40mm - M8 MS Insert ) | 712 | 3005283 | 85381090
711 | Finished Good | Low Voltage Standoff Insulators | Thermoset DMC/BMC Insulators | Round Hexagonal Insulator | 289 | 30RH840(M8)-AL (Round Hex AF-30mm X 40mm - M8 AL Insert ) | 711 | 3005210 | 85381090
710 | Finished Good | Low Voltage Standoff Insulators | Thermoset DMC/BMC Insulators | Round Hexagonal Insulator | 289 | 30RH835(M8)-SS (Round Hex AF-30mm X 35mm - M8 SS Insert ) | 710 | 3005065 | 85381090
709 | Finished Good | Low Voltage Standoff Insulators | Thermoset DMC/BMC Insulators | Round Hexagonal Insulator | 289 | 30RH835(M8)-MS (Round Hex AF-30mm X 35mm - M8 MS Insert ) | 709 | 3005357 | 85381090
708 | Finished Good | Low Voltage Standoff Insulators | Thermoset DMC/BMC Insulators | Round Hexagonal Insulator | 289 | 30RH835(M8)-BR (Round Hex AF-30mm X 35mm - M8 BR Insert ) | 708 | 3005138 | 85381090
707 | Finished Good | Low Voltage Standoff Insulators | Thermoset DMC/BMC Insulators | Round Hexagonal Insulator | 289 | 30RH835(M8)-AL (Round Hex AF-30mm X 35mm - M8 MS Insert ) | 707 | 3005284 | 85381090
706 | Finished Good | Low Voltage Standoff Insulators | Thermoset DMC/BMC Insulators | Round Hexagonal Insulator | 289 | 30RH835(M8)-AL (Round Hex AF-30mm X 35mm - M8 AL Insert ) | 706 | 3005211 | 85381090
705 | Finished Good | Low Voltage Standoff Insulators | Thermoset DMC/BMC Insulators | Round Hexagonal Insulator | 289 | 30RH830(M8)-SS (Round Hex AF-30mm X 30mm - M8 SS Insert ) | 705 | 3005066 | 85381090
704 | Finished Good | Low Voltage Standoff Insulators | Thermoset DMC/BMC Insulators | Round Hexagonal Insulator | 289 | 30RH830(M8)-MS (Round Hex AF-30mm X 30mm - M8 MS Insert ) | 704 | 3005358 | 85381090
703 | Finished Good | Low Voltage Standoff Insulators | Thermoset DMC/BMC Insulators | Round Hexagonal Insulator | 289 | 30RH830(M8)-BR (Round Hex AF-30mm X 30mm - M8 BR Insert ) | 703 | 3005139 | 85381090
702 | Finished Good | Low Voltage Standoff Insulators | Thermoset DMC/BMC Insulators | Round Hexagonal Insulator | 289 | 30RH830(M8)-AL (Round Hex AF-30mm X 30mm - M8 MS Insert ) | 702 | 3005285 | 85381090
701 | Finished Good | Low Voltage Standoff Insulators | Thermoset DMC/BMC Insulators | Round Hexagonal Insulator | 289 | 30RH830(M8)-AL (Round Hex AF-30mm X 30mm - M8 AL Insert ) | 701 | 3005212 | 85381090
700 | Finished Good | Low Voltage Standoff Insulators | Thermoset DMC/BMC Insulators | Round Hexagonal Insulator | 289 | 30RH670(M6)-SS (Round Hex AF-30mm X 70mm - M6 SS Insert ) | 700 | 3005058 | 85381090
699 | Finished Good | Low Voltage Standoff Insulators | Thermoset DMC/BMC Insulators | Round Hexagonal Insulator | 289 | 30RH670(M6)-MS (Round Hex AF-30mm X 70mm - M6 MS Insert ) | 699 | 3005350 | 85381090
698 | Finished Good | Low Voltage Standoff Insulators | Thermoset DMC/BMC Insulators | Round Hexagonal Insulator | 289 | 30RH670(M6)-BR (Round Hex AF-30mm X 70mm - M6 BR Insert ) | 698 | 3005131 | 85381090
697 | Finished Good | Low Voltage Standoff Insulators | Thermoset DMC/BMC Insulators | Round Hexagonal Insulator | 289 | 30RH670(M6)-AL (Round Hex AF-30mm X 70mm - M6 MS Insert ) | 697 | 3005277 | 85381090
696 | Finished Good | Low Voltage Standoff Insulators | Thermoset DMC/BMC Insulators | Round Hexagonal Insulator | 289 | 30RH670(M6)-AL (Round Hex AF-30mm X 70mm - M6 AL Insert ) | 696 | 3005204 | 85381090
695 | Raw Material | Packaging material | Packing boxes | Inner/Outer boxes | 212 | 30RH-1 wht inr (30RH-1 WHITE INNER) | 695 | 1001457 | 85381090
694 | Raw Material | Packaging material | Packing boxes | Inner/Outer boxes | 212 | 30RH-1 PRINT inr (30RH-1 PRINT INNER) | 694 | 1001458 | 85381090
693 | Raw Material | Packaging material | Packing boxes | Inner/Outer boxes | 212 | 30RH-1 otr (30RH-1 OUTER) | 693 | 1001459 | 85381090
692 | Finished Good | Low Voltage Busbar Supports & Connector | SMC/DMC Busbar Supports & Connector | Insulators for Vertical/Horizontal Bars | 323 | 30P-207/111 (Tripolar BBS- 2R x 6mm & 1R x 10mm busbar- 220mm - SMC Ivory ) | 692 | 3004887 | 85381090
691 | Raw Material | Packaging material | Packing boxes | Inner/Outer boxes | 212 | 30P wht inr (30P WHITE INNER) | 691 | 1001460 | 85381090
690 | Raw Material | Packaging material | Packing boxes | Inner/Outer boxes | 212 | 30P PRINT inr (30P PRINT INNER) | 690 | 1001461 | 85381090
689 | Raw Material | Packaging material | Packing boxes | Inner/Outer boxes | 212 | 30P otr (30P OUTER) | 689 | 1001462 | 85381090
688 | Finished Good | Low Voltage Standoff Insulators | Thermoset DMC/BMC Insulators | DARCO | 120 | 307126116 (NLS 12 (M5)) | 688 | 3003534 | 85381090
687 | Finished Good | Low Voltage Standoff Insulators | Thermoset DMC/BMC Insulators | DARCO | 120 | 307124116 (01EBS 25) | 687 | 3003533 | 85381090
686 | Finished Good | Low Voltage Standoff Insulators | Thermoset DMC/BMC Insulators | DARCO | 120 | 307122116 (St6080100) | 686 | 3003520 | 85381090
685 | Finished Good | Low Voltage Standoff Insulators | Thermoset DMC/BMC Insulators | DARCO | 120 | 307120116 (M-310) | 685 | 3003536 | 85381090
684 | Finished Good | Low Voltage Busbar Supports & Connector | SMC/DMC Busbar Supports & Connector | DARCO | 330 | 307100116 (L 125) | 684 | 3003540 | 85381090
683 | Finished Good | Low Voltage Busbar Supports & Connector | SMC/DMC Busbar Supports & Connector | DARCO | 330 | 307098116 (L 85) | 683 | 3003518 | 85381090
682 | Finished Good | Low Voltage Standoff Insulators | Thermoset DMC/BMC Insulators | DARCO | 120 | 307096116 (4 BT 50) | 682 | 3003542 | 85381090
681 | Finished Good | Low Voltage Standoff Insulators | Thermoset DMC/BMC Insulators | DARCO | 120 | 307094116 (4 BT 40) | 681 | 3003544 | 85381090
680 | Finished Good | Low Voltage Standoff Insulators | Thermoset DMC/BMC Insulators | DARCO | 120 | 307092116 (4 BT 30) | 680 | 3003516 | 85381090
679 | Finished Good | Low Voltage Standoff Insulators | Thermoset DMC/BMC Insulators | DARCO | 120 | 307090116 (5 AT 25) | 679 | 3003546 | 85381090
678 | Finished Good | Low Voltage Standoff Insulators | Thermoset DMC/BMC Insulators | DARCO | 120 | 307088116 (2 AT 25) | 678 | 3003517 | 85381090
677 | Finished Good | Low Voltage Standoff Insulators | Thermoset DMC/BMC Insulators | DARCO | 120 | 307086116 (4 AT 50) | 677 | 3003543 | 85381090
676 | Finished Good | Low Voltage Standoff Insulators | Thermoset DMC/BMC Insulators | DARCO | 120 | 307084116 (4 AT 40) | 676 | 3003515 | 85381090
675 | Finished Good | Low Voltage Standoff Insulators | Thermoset DMC/BMC Insulators | DARCO | 120 | 307082116 (4 AT 30) | 675 | 3003528 | 85381090
674 | Finished Good | Low Voltage Standoff Insulators | Thermoset DMC/BMC Insulators | DARCO | 120 | 307080116 (4 AT 20) | 674 | 3003526 | 85381090
673 | Finished Good | Low Voltage Busbar Supports & Connector | SMC/DMC Busbar Supports & Connector | DARCO | 330 | 307070116 (TPN 211/55) | 673 | 3003530 | 85381090
672 | Finished Good | Low Voltage Busbar Supports & Connector | SMC/DMC Busbar Supports & Connector | DARCO | 330 | 307068116 (TPN 207/55) | 672 | 3003531 | 85381090
671 | Finished Good | Low Voltage Busbar Supports & Connector | SMC/DMC Busbar Supports & Connector | DARCO | 330 | 307066116 (TPN 111/42) | 671 | 3003529 | 85381090
670 | Finished Good | Low Voltage Busbar Supports & Connector | SMC/DMC Busbar Supports & Connector | DARCO | 330 | 307064116 (TPN 111/35) | 670 | 3003527 | 85381090
669 | Finished Good | Low Voltage Busbar Supports & Connector | SMC/DMC Busbar Supports & Connector | DARCO | 330 | 307062116 (43PN-307/311) | 669 | 3003522 | 85381090
668 | Finished Good | Low Voltage Busbar Supports & Connector | SMC/DMC Busbar Supports & Connector | DARCO | 330 | 307060116 (32PN-306/211) | 668 | 3003545 | 85381090
667 | Finished Good | Low Voltage Busbar Supports & Connector | SMC/DMC Busbar Supports & Connector | DARCO | 330 | 307058116 (31PN-107/111) | 667 | 3003525 | 85381090
666 | Finished Good | Low Voltage Busbar Supports & Connector | SMC/DMC Busbar Supports & Connector | DARCO | 330 | 307056116 (GP - 210) | 666 | 3003541 | 85381090
665 | Finished Good | Low Voltage Busbar Supports & Connector | SMC/DMC Busbar Supports & Connector | DARCO | 330 | 307054116 (GP - 206) | 665 | 3003519 | 85381090
664 | Finished Good | Low Voltage Busbar Supports & Connector | SMC/DMC Busbar Supports & Connector | DARCO | 330 | 307052116 (310W) | 664 | 3003537 | 85381090
663 | Finished Good | Low Voltage Busbar Supports & Connector | SMC/DMC Busbar Supports & Connector | DARCO | 330 | 307050116 (210W) | 663 | 3003538 | 85381090
662 | Finished Good | Low Voltage Standoff Insulators | Thermoset DMC/BMC Insulators | DARCO | 120 | 307020116 (D 1075E (M10)) | 662 | 3003523 | 85381090
661 | Finished Good | Low Voltage Standoff Insulators | Thermoset DMC/BMC Insulators | DARCO | 120 | 307018116 (D 1060 (M10)) | 661 | 3003524 | 85381090
660 | Finished Good | Low Voltage Standoff Insulators | Thermoset DMC/BMC Insulators | DARCO | 120 | 307016116 (H 1050 (M10)) | 660 | 3003539 | 85381090
659 | Finished Good | Low Voltage Standoff Insulators | Thermoset DMC/BMC Insulators | DARCO | 120 | 307014116 (H 840 (M8)) | 659 | 3003521 | 85381090
658 | Finished Good | Low Voltage Standoff Insulators | Thermoset DMC/BMC Insulators | DARCO | 120 | 307012116 (H 630 (M6)) | 658 | 3003532 | 85381090
657 | Finished Good | Low Voltage Standoff Insulators | Thermoset DMC/BMC Insulators | DARCO | 120 | 307010116 (H 625 (M6)) | 657 | 3003535 | 85381090
656 | Finished Good | Low Voltage Busbar Supports & Connector | SMC/DMC Busbar Supports & Connector | Finger Supports | 320 | 306W-S (Finger Support (14 x 70 ) - for 3 runs of 6mm busbar -SMC Ivory) | 656 | 3004985 | 85381090
655 | Finished Good | Low Voltage Busbar Supports & Connector | SMC/DMC Busbar Supports & Connector | Finger Supports | 320 | 306W-D (Finger Support (14 x 70 ) - for 3 runs of 6mm busbar -DMC Red) | 655 | 3004819 | 85381090
654 | Finished Good | Low Voltage Busbar Supports & Connector | SMC/DMC Busbar Supports & Connector | Finger Supports | 320 | 306T-S (Finger Support (25 x 70 ) - for 3 runs of 6mm busbar-SMC Ivory ) | 654 | 3004978 | 85381090
653 | Finished Good | Low Voltage Busbar Supports & Connector | SMC/DMC Busbar Supports & Connector | Finger Supports | 320 | 306T-D (Finger Support (25 x 70 ) - for 3 runs of 6mm busbar-DMC Red ) | 653 | 3004812 | 85381090
652 | Finished Good | Low Voltage Busbar Supports & Connector | SMC/DMC Busbar Supports & Connector | Finger Supports | 320 | 306K-S (Finger Support (20 x 70 ) - for 3 runs of 6mm busbar-SMC Ivory) | 652 | 3004982 | 85381090
651 | Finished Good | Low Voltage Busbar Supports & Connector | SMC/DMC Busbar Supports & Connector | Finger Supports | 320 | 306K-D (Finger Support (20 x 70 ) - for 3 runs of 6mm busbar-DMC Red) | 651 | 3004816 | 85381090
650 | Finished Good | Low Voltage Busbar Supports & Connector | Polyamide Busbar Supports & Connector | Polyamide Finger Supports | 332 | 306 N5-V0 (PA Finger Support (20 x 70 ) - for 3 run of 6mm busbar-V0 BK) | 650 | 3004486 | 85381090
649 | Finished Good | Low Voltage Busbar Supports & Connector | Polyamide Busbar Supports & Connector | Polyamide Finger Supports | 332 | 306 N5-HB (PA Finger Support (20 x 70 ) - for 3 run of 6mm busbar-HB NC ) | 649 | 3004511 | 85381090
648 | Finished Good | Pultruded Products | Standard & Fabricated Pultruted Products | ABB- Polyester Grey | 73 | 2UCM003823B184_A (PT-08.512(52)) | 648 | 3003847 | 85381090
647 | Finished Good | Pultruded Products | Standard & Fabricated Pultruted Products | ABB- Polyester Grey | 73 | 2UCM003823B157_B (PT-08.512(62)) | 647 | 3003848 | 85381090
646 | Finished Good | Pultruded Products | Standard & Fabricated Pultruted Products | ABB- Polyester Grey (rectangular Tube with machining) | 75 | 2UCM003823B117 (GAP BARRIER) | 646 | 3003843 | 85381090
645 | Finished Good | Low Voltage Busbar Supports & Connector | SMC/DMC Busbar Supports & Connector | ABB | 331 | 2UCM003817B375 (VD-3817-034) | 645 | 3003851 | 85381090
644 | Finished Good | Low Voltage Busbar Supports & Connector | SMC/DMC Busbar Supports & Connector | ABB | 331 | 2UCM003817B372 (VD-3817-072) | 644 | 3003855 | 85381090
643 | Finished Good | Low Voltage Busbar Supports & Connector | SMC/DMC Busbar Supports & Connector | ABB | 331 | 2UCM003817A070 (VD-3817-070) | 643 | 3003852 | 85381090
642 | Finished Good | Low Voltage Busbar Supports & Connector | SMC/DMC Busbar Supports & Connector | ABB | 331 | 2UCM003817A069_H (VD-3817-069) | 642 | 3003856 | 85381090
641 | Finished Good | Low Voltage Busbar Supports & Connector | SMC/DMC Busbar Supports & Connector | ABB | 331 | 2UCM003817A058 (VD-3817-058) | 641 | 3003853 | 85381090
640 | Finished Good | Low Voltage Busbar Supports & Connector | SMC/DMC Busbar Supports & Connector | ABB | 331 | 2UCM003817A056 (VD-3817-056) | 640 | 3003854 | 85381090
639 | Finished Good | Low Voltage Busbar Supports & Connector | SMC/DMC Busbar Supports & Connector | ABB | 331 | 2UCM003817A022 (VD-3817-022) | 639 | 3003857 | 85381090
638 | Finished Good | Low Voltage Busbar Supports & Connector | SMC/DMC Busbar Supports & Connector | ABB | 331 | 2UCM003817A013 (VD-3817-013) | 638 | 3003858 | 85381090
637 | Finished Good | Low Voltage Busbar Supports & Connector | SMC/DMC Busbar Supports & Connector | ABB | 331 | 2UCM003817A012 (VD-3817-012) | 637 | 3003859 | 85381090
636 | Finished Good | Pultruded Products | Standard & Fabricated Pultruted Products | ABB- Polyester Off White | 76 | 2UCM003718B034 (PT-0812(200)) | 636 | 3003842 | 85381090
635 | Finished Good | Low Voltage Busbar Supports & Connector | SMC/DMC Busbar Supports & Connector | ABB | 331 | 2UCM003718B031 (10P-307/211) | 635 | 3003841 | 85381090
634 | Finished Good | Low Voltage Busbar Supports & Connector | SMC/DMC Busbar Supports & Connector | ABB | 331 | 2UCM003718B014 (31P-211/111) | 634 | 3003850 | 85381090
633 | Finished Good | Pultruded Products | Standard & Fabricated Pultruted Products | ABB- Polyester Grey | 73 | 2UCM0037188015 (PT-08.512) | 633 | 3003849 | 85381090
632 | Finished Good | Low Voltage Busbar Supports & Connector | SMC/DMC Busbar Supports & Connector | ABB | 331 | 2UCM003701B069 (45HH12100- Full Hex AF-45mm X 100mm - M12 MS Insert ) | 632 | 3003845 | 85381090
631 | Finished Good | Low Voltage Busbar Supports & Connector | SMC/DMC Busbar Supports & Connector | Step Supports | 325 | 2AT 25 (2 step Support for holding upto 25mm busbar - DMC Red ) | 631 | 3004786 | 85381090
630 | Finished Good | Low Voltage Busbar Supports & Connector | SMC/DMC Busbar Supports & Connector | Step Supports | 325 | 2AT 15 (2 step Support for holding upto 15mm busbar - DMC Red ) | 630 | 3004787 | 85381090
629 | Finished Good | Low Voltage Standoff Insulators | Thermoset DMC/BMC Insulators | Full Hexagonal Insulator | 205 | 25HH860(M8)-SS (Full Hex AF-25mm X 60mm - M8 SS Insert ) | 629 | 3005416 | 85381090
628 | Finished Good | Low Voltage Standoff Insulators | Thermoset DMC/BMC Insulators | Full Hexagonal Insulator | 205 | 25HH860(M8)-MS (Full Hex AF-25mm X 60mm - M8 MS Insert ) | 628 | 3005809 | 85381090
627 | Finished Good | Low Voltage Standoff Insulators | Thermoset DMC/BMC Insulators | Full Hexagonal Insulator | 205 | 25HH860(M8)-BR (Full Hex AF-25mm X 60mm - M8 BR Insert ) | 627 | 3005678 | 85381090
626 | Finished Good | Low Voltage Standoff Insulators | Thermoset DMC/BMC Insulators | Full Hexagonal Insulator | 205 | 25HH860(M8)-AL (Full Hex AF-25mm X 60mm - M8 AL Insert ) | 626 | 3005547 | 85381090
625 | Finished Good | Low Voltage Standoff Insulators | Thermoset DMC/BMC Insulators | Full Hexagonal Insulator | 205 | 25HH855(M8)-SS (Full Hex AF-25mm X 55mm - M8 SS Insert ) | 625 | 3005417 | 85381090
624 | Finished Good | Low Voltage Standoff Insulators | Thermoset DMC/BMC Insulators | Full Hexagonal Insulator | 205 | 25HH855(M8)-MS (Full Hex AF-25mm X 55mm - M8 MS Insert ) | 624 | 3005810 | 85381090
623 | Finished Good | Low Voltage Standoff Insulators | Thermoset DMC/BMC Insulators | Full Hexagonal Insulator | 205 | 25HH855(M8)-BR (Full Hex AF-25mm X 55mm - M8 BR Insert ) | 623 | 3005679 | 85381090
622 | Finished Good | Low Voltage Standoff Insulators | Thermoset DMC/BMC Insulators | Full Hexagonal Insulator | 205 | 25HH855(M8)-AL (Full Hex AF-25mm X 55mm - M8 AL Insert ) | 622 | 3005548 | 85381090
621 | Finished Good | Low Voltage Standoff Insulators | Thermoset DMC/BMC Insulators | Full Hexagonal Insulator | 205 | 25HH850(M8)-SS (Full Hex AF-25mm X 50mm - M8 SS Insert ) | 621 | 3005418 | 85381090
620 | Finished Good | Low Voltage Standoff Insulators | Thermoset DMC/BMC Insulators | Full Hexagonal Insulator | 205 | 25HH850(M8)-MS (Full Hex AF-25mm X 50mm - M8 MS Insert ) | 620 | 3005811 | 85381090
619 | Finished Good | Low Voltage Standoff Insulators | Thermoset DMC/BMC Insulators | Full Hexagonal Insulator | 205 | 25HH850(M8)-BR (Full Hex AF-25mm X 50mm - M8 BR Insert ) | 619 | 3005680 | 85381090
618 | Finished Good | Low Voltage Standoff Insulators | Thermoset DMC/BMC Insulators | Full Hexagonal Insulator | 205 | 25HH850(M8)-AL (Full Hex AF-25mm X 50mm - M8 AL Insert ) | 618 | 3005549 | 85381090
617 | Finished Good | Low Voltage Standoff Insulators | Thermoset DMC/BMC Insulators | Full Hexagonal Insulator | 205 | 25HH845(M8)-SS (Full Hex AF-25mm X 45mm - M8 SS Insert ) | 617 | 3005419 | 85381090
616 | Finished Good | Low Voltage Standoff Insulators | Thermoset DMC/BMC Insulators | Full Hexagonal Insulator | 205 | 25HH845(M8)-MS (Full Hex AF-25mm X 45mm - M8 MS Insert ) | 616 | 3005812 | 85381090
615 | Finished Good | Low Voltage Standoff Insulators | Thermoset DMC/BMC Insulators | Full Hexagonal Insulator | 205 | 25HH845(M8)-BR (Full Hex AF-25mm X 45mm - M8 BR Insert ) | 615 | 3005681 | 85381090
614 | Finished Good | Low Voltage Standoff Insulators | Thermoset DMC/BMC Insulators | Full Hexagonal Insulator | 205 | 25HH845(M8)-AL (Full Hex AF-25mm X 45mm - M8 AL Insert ) | 614 | 3005550 | 85381090
613 | Finished Good | Low Voltage Standoff Insulators | Thermoset DMC/BMC Insulators | Full Hexagonal Insulator | 205 | 25HH840(M8)-SS (Full Hex AF-25mm X 40mm - M8 SS Insert ) | 613 | 3005420 | 85381090
612 | Finished Good | Low Voltage Standoff Insulators | Thermoset DMC/BMC Insulators | Full Hexagonal Insulator | 205 | 25HH840(M8)-MS (Full Hex AF-25mm X 40mm - M8 MS Insert ) | 612 | 3005813 | 85381090
611 | Finished Good | Low Voltage Standoff Insulators | Thermoset DMC/BMC Insulators | Full Hexagonal Insulator | 205 | 25HH840(M8)-BR (Full Hex AF-25mm X 40mm - M8 BR Insert ) | 611 | 3005682 | 85381090
610 | Finished Good | Low Voltage Standoff Insulators | Thermoset DMC/BMC Insulators | Full Hexagonal Insulator | 205 | 25HH840(M8)-AL (Full Hex AF-25mm X 40mm - M8 AL Insert ) | 610 | 3005551 | 85381090
609 | Finished Good | Low Voltage Standoff Insulators | Thermoset DMC/BMC Insulators | Full Hexagonal Insulator | 205 | 25HH835(M8)-SS (Full Hex AF-25mm X 35mm - M8 SS Insert ) | 609 | 3005421 | 85381090
608 | Finished Good | Low Voltage Standoff Insulators | Thermoset DMC/BMC Insulators | Full Hexagonal Insulator | 205 | 25HH835(M8)-MS (Full Hex AF-25mm X 35mm - M8 MS Insert ) | 608 | 3005814 | 85381090
607 | Finished Good | Low Voltage Standoff Insulators | Thermoset DMC/BMC Insulators | Full Hexagonal Insulator | 205 | 25HH835(M8)-BR (Full Hex AF-25mm X 35mm - M8 BR Insert ) | 607 | 3005683 | 85381090
606 | Finished Good | Low Voltage Standoff Insulators | Thermoset DMC/BMC Insulators | Full Hexagonal Insulator | 205 | 25HH835(M8)-AL (Full Hex AF-25mm X 35mm - M8 AL Insert ) | 606 | 3005552 | 85381090
605 | Finished Good | Low Voltage Standoff Insulators | Thermoset DMC/BMC Insulators | Full Hexagonal Insulator | 205 | 25HH830(M8)-SS (Full Hex AF-25mm X 30mm - M8 SS Insert ) | 605 | 3005422 | 85381090
604 | Finished Good | Low Voltage Standoff Insulators | Thermoset DMC/BMC Insulators | Full Hexagonal Insulator | 205 | 25HH830(M8)-MS (Full Hex AF-25mm X 30mm - M8 MS Insert ) | 604 | 3005815 | 85381090
603 | Finished Good | Low Voltage Standoff Insulators | Thermoset DMC/BMC Insulators | Full Hexagonal Insulator | 205 | 25HH830(M8)-BR (Full Hex AF-25mm X 30mm - M8 BR Insert ) | 603 | 3005684 | 85381090
602 | Finished Good | Low Voltage Standoff Insulators | Thermoset DMC/BMC Insulators | Full Hexagonal Insulator | 205 | 25HH830(M8)-AL (Full Hex AF-25mm X 30mm - M8 AL Insert ) | 602 | 3005553 | 85381090
601 | Finished Good | Low Voltage Standoff Insulators | Thermoset DMC/BMC Insulators | Full Hexagonal Insulator | 205 | 25HH825(M8) -SS (Full Hex AF-25mm X 25mm - M8 SS Insert ) | 601 | 3005423 | 85381090
600 | Finished Good | Low Voltage Standoff Insulators | Thermoset DMC/BMC Insulators | Full Hexagonal Insulator | 205 | 25HH825(M8) -MS (Full Hex AF-25mm X 25mm - M8 MS Insert ) | 600 | 3005816 | 85381090
599 | Finished Good | Low Voltage Standoff Insulators | Thermoset DMC/BMC Insulators | Full Hexagonal Insulator | 205 | 25HH825(M8) -BR (Full Hex AF-25mm X 25mm - M8 BR Insert ) | 599 | 3005685 | 85381090
598 | Finished Good | Low Voltage Standoff Insulators | Thermoset DMC/BMC Insulators | Full Hexagonal Insulator | 205 | 25HH825(M8) -AL (Full Hex AF-25mm X 25mm - M8 AL Insert ) | 598 | 3005554 | 85381090
597 | Finished Good | Low Voltage Standoff Insulators | Thermoset DMC/BMC Insulators | Full Hexagonal Insulator | 205 | 25HH680(M6)-SS (Full Hex AF-25mm X 80mm - M6 SS Insert ) | 597 | 3005425 | 85381090
596 | Finished Good | Low Voltage Standoff Insulators | Thermoset DMC/BMC Insulators | Full Hexagonal Insulator | 205 | 25HH680(M6)-MS (Full Hex AF-25mm X 80mm - M6 MS Insert ) | 596 | 3005818 | 85381090
595 | Finished Good | Low Voltage Standoff Insulators | Thermoset DMC/BMC Insulators | Full Hexagonal Insulator | 205 | 25HH680(M6)-BR (Full Hex AF-25mm X 80mm - M6 BR Insert ) | 595 | 3005687 | 85381090
594 | Finished Good | Low Voltage Standoff Insulators | Thermoset DMC/BMC Insulators | Full Hexagonal Insulator | 205 | 25HH680(M6)-AL (Full Hex AF-25mm X 80mm - M6 AL Insert ) | 594 | 3005556 | 85381090
593 | Finished Good | Low Voltage Standoff Insulators | Thermoset DMC/BMC Insulators | Full Hexagonal Insulator | 205 | 25HH660(M6)-SS (Full Hex AF-25mm X 60mm - M6 SS Insert ) | 593 | 3005426 | 85381090
592 | Finished Good | Low Voltage Standoff Insulators | Thermoset DMC/BMC Insulators | Full Hexagonal Insulator | 205 | 25HH660(M6)-MS (Full Hex AF-25mm X 60mm - M6 MS Insert ) | 592 | 3005819 | 85381090
591 | Finished Good | Low Voltage Standoff Insulators | Thermoset DMC/BMC Insulators | Full Hexagonal Insulator | 205 | 25HH660(M6)-BR (Full Hex AF-25mm X 60mm - M6 BR Insert ) | 591 | 3005688 | 85381090
590 | Finished Good | Low Voltage Standoff Insulators | Thermoset DMC/BMC Insulators | Full Hexagonal Insulator | 205 | 25HH660(M6)-AL (Full Hex AF-25mm X 60mm - M6 AL Insert ) | 590 | 3005557 | 85381090
589 | Finished Good | Low Voltage Standoff Insulators | Thermoset DMC/BMC Insulators | Full Hexagonal Insulator | 205 | 25HH655(M6)-SS (Full Hex AF-25mm X 55mm - M6 SS Insert ) | 589 | 3005427 | 85381090
588 | Finished Good | Low Voltage Standoff Insulators | Thermoset DMC/BMC Insulators | Full Hexagonal Insulator | 205 | 25HH655(M6)-MS (Full Hex AF-25mm X 55mm - M6 MS Insert ) | 588 | 3005820 | 85381090
587 | Finished Good | Low Voltage Standoff Insulators | Thermoset DMC/BMC Insulators | Full Hexagonal Insulator | 205 | 25HH655(M6)-BR (Full Hex AF-25mm X 55mm - M6 BR Insert ) | 587 | 3005689 | 85381090
586 | Finished Good | Low Voltage Standoff Insulators | Thermoset DMC/BMC Insulators | Full Hexagonal Insulator | 205 | 25HH655(M6)-AL (Full Hex AF-25mm X 55mm - M6 AL Insert ) | 586 | 3005558 | 85381090
585 | Finished Good | Low Voltage Standoff Insulators | Thermoset DMC/BMC Insulators | Full Hexagonal Insulator | 205 | 25HH650(M6)-SS (Full Hex AF-25mm X 50mm - M6 SS Insert ) | 585 | 3005428 | 85381090
584 | Finished Good | Low Voltage Standoff Insulators | Thermoset DMC/BMC Insulators | Full Hexagonal Insulator | 205 | 25HH650(M6)-MS (Full Hex AF-25mm X 50mm - M6 MS Insert ) | 584 | 3005821 | 85381090
583 | Finished Good | Low Voltage Standoff Insulators | Thermoset DMC/BMC Insulators | Full Hexagonal Insulator | 205 | 25HH650(M6)-BR (Full Hex AF-25mm X 50mm - M6 BR Insert ) | 583 | 3005690 | 85381090
582 | Finished Good | Low Voltage Standoff Insulators | Thermoset DMC/BMC Insulators | Full Hexagonal Insulator | 205 | 25HH650(M6)-AL (Full Hex AF-25mm X 50mm - M6 AL Insert ) | 582 | 3005559 | 85381090
581 | Finished Good | Low Voltage Standoff Insulators | Thermoset DMC/BMC Insulators | Full Hexagonal Insulator | 205 | 25HH645(M6)-SS (Full Hex AF-25mm X 45mm - M6 SS Insert ) | 581 | 3005429 | 85381090
580 | Finished Good | Low Voltage Standoff Insulators | Thermoset DMC/BMC Insulators | Full Hexagonal Insulator | 205 | 25HH645(M6)-MS (Full Hex AF-25mm X 45mm - M6 MS Insert ) | 580 | 3005822 | 85381090
579 | Finished Good | Low Voltage Standoff Insulators | Thermoset DMC/BMC Insulators | Full Hexagonal Insulator | 205 | 25HH645(M6)-BR (Full Hex AF-25mm X 45mm - M6 BR Insert ) | 579 | 3005691 | 85381090
578 | Finished Good | Low Voltage Standoff Insulators | Thermoset DMC/BMC Insulators | Full Hexagonal Insulator | 205 | 25HH645(M6)-AL (Full Hex AF-25mm X 45mm - M6 AL Insert ) | 578 | 3005560 | 85381090
577 | Finished Good | Low Voltage Standoff Insulators | Thermoset DMC/BMC Insulators | Full Hexagonal Insulator | 205 | 25HH640(M6)-SS (Full Hex AF-25mm X 40mm - M6 SS Insert ) | 577 | 3005430 | 85381090
576 | Finished Good | Low Voltage Standoff Insulators | Thermoset DMC/BMC Insulators | Full Hexagonal Insulator | 205 | 25HH640(M6)-MS (Full Hex AF-25mm X 40mm - M6 MS Insert ) | 576 | 3005823 | 85381090
575 | Finished Good | Low Voltage Standoff Insulators | Thermoset DMC/BMC Insulators | Full Hexagonal Insulator | 205 | 25HH640(M6)-BR (Full Hex AF-25mm X 40mm - M6 BR Insert ) | 575 | 3005692 | 85381090
574 | Finished Good | Low Voltage Standoff Insulators | Thermoset DMC/BMC Insulators | Full Hexagonal Insulator | 205 | 25HH640(M6)-AL (Full Hex AF-25mm X 40mm - M6 AL Insert ) | 574 | 3005561 | 85381090
573 | Finished Good | Low Voltage Standoff Insulators | Thermoset DMC/BMC Insulators | Full Hexagonal Insulator | 205 | 25HH635(M6)-SS (Full Hex AF-25mm X 35mm - M6 SS Insert ) | 573 | 3005431 | 85381090
572 | Finished Good | Low Voltage Standoff Insulators | Thermoset DMC/BMC Insulators | Full Hexagonal Insulator | 205 | 25HH635(M6)-MS (Full Hex AF-25mm X 35mm - M6 MS Insert ) | 572 | 3005824 | 85381090
571 | Finished Good | Low Voltage Standoff Insulators | Thermoset DMC/BMC Insulators | Full Hexagonal Insulator | 205 | 25HH635(M6)-BR (Full Hex AF-25mm X 35mm - M6 BR Insert ) | 571 | 3005693 | 85381090
570 | Finished Good | Low Voltage Standoff Insulators | Thermoset DMC/BMC Insulators | Full Hexagonal Insulator | 205 | 25HH635(M6)-AL (Full Hex AF-25mm X 35mm - M6 AL Insert ) | 570 | 3005562 | 85381090
569 | Finished Good | Low Voltage Standoff Insulators | Thermoset DMC/BMC Insulators | Full Hexagonal Insulator | 205 | 25HH630(M6)-SS (Full Hex AF-25mm X 30mm - M6 SS Insert ) | 569 | 3005432 | 85381090
568 | Finished Good | Low Voltage Standoff Insulators | Thermoset DMC/BMC Insulators | Full Hexagonal Insulator | 205 | 25HH630(M6)-MS (Full Hex AF-25mm X 30mm - M6 MS Insert ) | 568 | 3005825 | 85381090
567 | Finished Good | Low Voltage Standoff Insulators | Thermoset DMC/BMC Insulators | Full Hexagonal Insulator | 205 | 25HH630(M6)-BR (Full Hex AF-25mm X 30mm - M6 BR Insert ) | 567 | 3005694 | 85381090
566 | Finished Good | Low Voltage Standoff Insulators | Thermoset DMC/BMC Insulators | Full Hexagonal Insulator | 205 | 25HH630(M6)-AL (Full Hex AF-25mm X 30mm - M6 AL Insert ) | 566 | 3005563 | 85381090
565 | Finished Good | Low Voltage Standoff Insulators | Thermoset DMC/BMC Insulators | Full Hexagonal Insulator | 205 | 25HH625(M6) -SS (Full Hex AF-25mm X 25mm - M6 SS Insert ) | 565 | 3005433 | 85381090
564 | Finished Good | Low Voltage Standoff Insulators | Thermoset DMC/BMC Insulators | Full Hexagonal Insulator | 205 | 25HH625(M6) -MS (Full Hex AF-25mm X 25mm - M6 MS Insert ) | 564 | 3005826 | 85381090
563 | Finished Good | Low Voltage Standoff Insulators | Thermoset DMC/BMC Insulators | Full Hexagonal Insulator | 205 | 25HH625(M6) -BR (Full Hex AF-25mm X 25mm - M6 BR Insert ) | 563 | 3005695 | 85381090
562 | Finished Good | Low Voltage Standoff Insulators | Thermoset DMC/BMC Insulators | Full Hexagonal Insulator | 205 | 25HH625(M6) -AL (Full Hex AF-25mm X 25mm - M6 AL Insert ) | 562 | 3005564 | 85381090
561 | Finished Good | Low Voltage Standoff Insulators | Thermoset DMC/BMC Insulators | Full Hexagonal Insulator | 205 | 25HH6100(M6)-SS (Full Hex AF-25mm X 100mm - M6 SS Insert ) | 561 | 3005424 | 85381090
560 | Finished Good | Low Voltage Standoff Insulators | Thermoset DMC/BMC Insulators | Full Hexagonal Insulator | 205 | 25HH6100(M6)-MS (Full Hex AF-25mm X 100mm - M6 MS Insert ) | 560 | 3005817 | 85381090
559 | Finished Good | Low Voltage Standoff Insulators | Thermoset DMC/BMC Insulators | Full Hexagonal Insulator | 205 | 25HH6100(M6)-BR (Full Hex AF-25mm X 100mm - M6 BR Insert ) | 559 | 3005686 | 85381090
558 | Finished Good | Low Voltage Standoff Insulators | Thermoset DMC/BMC Insulators | Full Hexagonal Insulator | 205 | 25HH6100(M6)-AL (Full Hex AF-25mm X 100mm - M6 AL Insert ) | 558 | 3005555 | 85381090
557 | Raw Material | Packaging material | Packing boxes | Inner/Outer boxes | 212 | 25HH-2 otr (25HH-2 OUTER) | 557 | 1001463 | 85381090
556 | Raw Material | Packaging material | Packing boxes | Inner/Outer boxes | 212 | 25HH-2 PRINT inr (25HH-2 PRINT INNER) | 556 | 1001464 | 85381090
555 | Raw Material | Packaging material | Packing boxes | Inner/Outer boxes | 212 | 25HH-2 wht inr (25HH-2 WHITE INNER) | 555 | 1001465 | 85381090
554 | Finished Good | Low Voltage Standoff Insulators | Thermoset DMC/BMC Insulators | Full Hexagonal Insulator | 205 | 25HH1030(M10) -SS (Full Hex AF-25mm X 30mm - M10 SS Insert ) | 554 | 3005415 | 85381090
553 | Finished Good | Low Voltage Standoff Insulators | Thermoset DMC/BMC Insulators | Full Hexagonal Insulator | 205 | 25HH1030(M10) -MS (Full Hex AF-25mm X 30mm - M10 MS Insert ) | 553 | 3005808 | 85381090
552 | Finished Good | Low Voltage Standoff Insulators | Thermoset DMC/BMC Insulators | Full Hexagonal Insulator | 205 | 25HH1030(M10) -BR (Full Hex AF-25mm X 30mm - M10 BR Insert ) | 552 | 3005677 | 85381090
551 | Finished Good | Low Voltage Standoff Insulators | Thermoset DMC/BMC Insulators | Full Hexagonal Insulator | 205 | 25HH1030(M10) -AL (Full Hex AF-25mm X 30mm - M10 AL Insert ) | 551 | 3005546 | 85381090
550 | Raw Material | Packaging material | Packing boxes | Inner/Outer boxes | 212 | 25HH-1 PRINT inr (25HH-1 PRINT INNER) | 550 | 1001466 | 85381090
549 | Raw Material | Packaging material | Packing boxes | Inner/Outer boxes | 212 | 25HH-1 wht inr (25HH-1 WHITE INNER) | 549 | 1001467 | 85381090
548 | Raw Material | Packaging material | Packing boxes | Inner/Outer boxes | 212 | 25HH-1 otr (25HH-1 OUTER) | 548 | 1001468 | 85381090
547 | Finished Good | Low Voltage Busbar Supports & Connector | SMC/DMC Busbar Supports & Connector | Insulators for Vertical/Horizontal Bars | 323 | 24P-314 (Unipolar BBS- 3R x 12mm Busbar-155mm Long-SMC Ivory ) | 547 | 3004888 | 85381090
546 | Finished Good | Low Voltage Busbar Supports & Connector | SMC/DMC Busbar Supports & Connector | Insulators for Vertical/Horizontal Bars | 323 | 22P-412 (Unipolar BBS- 4R x 12mm Busbar-140mm Long-SMC Ivory ) | 546 | 3004889 | 85381090
545 | Finished Good | Low Voltage Busbar Supports & Connector | SMC/DMC Busbar Supports & Connector | Insulators for Vertical/Horizontal Bars | 323 | 22P-411 (Unipolar BBS- 4R x 10mm Busbar-140mm Long-SMC Ivory ) | 545 | 3004890 | 85381090
544 | Finished Good | Low Voltage Busbar Supports & Connector | SMC/DMC Busbar Supports & Connector | Insulators for Vertical/Horizontal Bars | 323 | 21P-311 (Unipolar BBS- 3R x 10mm Busbar-125mm Long-SMC Ivory ) | 544 | 3004891 | 85381090
543 | Finished Good | Low Voltage Busbar Supports & Connector | SMC/DMC Busbar Supports & Connector | Insulators for Vertical/Horizontal Bars | 323 | 21P-214 (Unipolar BBS- 2R x 12mm Busbar-125mm Long-SMC Ivory ) | 543 | 3004892 | 85381090
542 | Finished Good | Low Voltage Busbar Supports & Connector | SMC/DMC Busbar Supports & Connector | Finger Supports | 320 | 212W-S (Finger Support (14 x 70 ) - for 1 run of 12mm busbar-SMC Ivory ) | 542 | 3004996 | 85381090
541 | Finished Good | Low Voltage Busbar Supports & Connector | SMC/DMC Busbar Supports & Connector | Finger Supports | 320 | 212W-D (Finger Support (14 x 70 ) - for 1 run of 12mm busbar-DMC Red ) | 541 | 3004830 | 85381090
540 | Finished Good | Low Voltage Busbar Supports & Connector | SMC/DMC Busbar Supports & Connector | Finger Supports | 320 | 212T-S (Finger Support (25 x 70 ) - for 2 runs of 12mm busbar-SMC Ivory ) | 540 | 3004986 | 85381090
539 | Finished Good | Low Voltage Busbar Supports & Connector | SMC/DMC Busbar Supports & Connector | Finger Supports | 320 | 212T-D (Finger Support (25 x 70 ) - for 2 runs of 12mm busbar-DMC Red ) | 539 | 3004820 | 85381090
538 | Finished Good | Low Voltage Busbar Supports & Connector | SMC/DMC Busbar Supports & Connector | Finger Supports | 320 | 212K-S (Finger Support (20 x 70 ) - for 2 runs of 12mm busbar-SMC Ivory ) | 538 | 3004991 | 85381090
537 | Finished Good | Low Voltage Busbar Supports & Connector | SMC/DMC Busbar Supports & Connector | Finger Supports | 320 | 212K-D (Finger Support (20 x 70 ) - for 2 runs of 12mm busbar-DMC Red ) | 537 | 3004825 | 85381090
536 | Finished Good | Low Voltage Busbar Supports & Connector | Polyamide Busbar Supports & Connector | Polyamide Finger Supports | 332 | 212 N5-V0 (PA Finger Support (20 x 70 ) - for 2 run of 12mm busbar-V0 BK) | 536 | 3004487 | 85381090
535 | Finished Good | Low Voltage Busbar Supports & Connector | Polyamide Busbar Supports & Connector | Polyamide Finger Supports | 332 | 212 N5-HB (PA Finger sprt (20 x 70 ) - for 2 run of 12mm busbar-HB NC ) | 535 | 3004512 | 85381090
534 | Finished Good | Low Voltage Busbar Supports & Connector | Polyamide Busbar Supports & Connector | Polyamide Finger Supports | 332 | 212 N3-V0 (PA Finger Support (13 x 60 ) - for 2 run of 12mm busbar-V0 BK ) | 534 | 3004496 | 85381090
533 | Finished Good | Low Voltage Busbar Supports & Connector | Polyamide Busbar Supports & Connector | Polyamide Finger Supports | 332 | 212 N3-HB (PA Finger Support (13 x 60 ) - for 2 run of 12mm busbar-HB NC ) | 533 | 3004521 | 85381090
532 | Finished Good | Low Voltage Busbar Supports & Connector | SMC/DMC Busbar Supports & Connector | Finger Supports | 320 | 210W-S (Finger Support (14 x 60 ) - for 1 run of 10mm busbar-SMC Ivory) | 532 | 3004997 | 85381090
531 | Finished Good | Low Voltage Busbar Supports & Connector | SMC/DMC Busbar Supports & Connector | Finger Supports | 320 | 210W-D (Finger Support (14 x 60 ) - for 1 run of 10mm busbar-DMC Red) | 531 | 3004831 | 85381090
530 | Finished Good | Low Voltage Busbar Supports & Connector | SMC/DMC Busbar Supports & Connector | Finger Supports | 320 | 210T-S (Finger Support (25 x 70 ) - for 2 runs of 10mm busbar-SMC Ivory ) | 530 | 3004988 | 85381090
529 | Finished Good | Low Voltage Busbar Supports & Connector | SMC/DMC Busbar Supports & Connector | Finger Supports | 320 | 210T-D (Finger Support (25 x 70 ) - for 2 runs of 10mm busbar-DMC Red ) | 529 | 3004822 | 85381090
528 | Finished Good | Low Voltage Busbar Supports & Connector | SMC/DMC Busbar Supports & Connector | Finger Supports | 320 | 210K-S (Finger Support (20 x 70 ) - for 2 runs of 10mm busbar-SMC Ivory ) | 528 | 3004993 | 85381090
527 | Finished Good | Low Voltage Busbar Supports & Connector | SMC/DMC Busbar Supports & Connector | Finger Supports | 320 | 210K-D (Finger Support (20 x 70 ) - for 2 runs of 10mm busbar-DMC Red ) | 527 | 3004827 | 85381090
526 | Finished Good | Low Voltage Busbar Supports & Connector | Polyamide Busbar Supports & Connector | Polyamide Finger Supports | 332 | 210 N5-V0 (PA Finger Support (20 x 70 ) - for 2 run of 10mm busbar-V0 BK ) | 526 | 3004488 | 85381090
525 | Finished Good | Low Voltage Busbar Supports & Connector | Polyamide Busbar Supports & Connector | Polyamide Finger Supports | 332 | 210 N5-HB (PA Finger sprt (20 x 70 ) - for 2 run of 10mm busbar-HB NC ) | 525 | 3004513 | 85381090
524 | Finished Good | Low Voltage Busbar Supports & Connector | Polyamide Busbar Supports & Connector | Polyamide Finger Supports | 332 | 210 N3-V0 (PA Finger Support (13 x 60 ) - for 2 run of 10mm busbar-V0 BK ) | 524 | 3004497 | 85381090
523 | Finished Good | Low Voltage Busbar Supports & Connector | Polyamide Busbar Supports & Connector | Polyamide Finger Supports | 332 | 210 N3-HB (PA Finger Support (13 x 60 ) - for 2 run of 10mm busbar-HB NC ) | 523 | 3004522 | 85381090
522 | Finished Good | Low Voltage Standoff Insulators | Thermoset DMC/BMC Insulators | Round Hexagonal Insulator | 289 | 20RH850(M8)-SS (Round Hex AF-20mm X 50mm - M8 SS Insert ) | 522 | 3005067 | 85381090
521 | Finished Good | Low Voltage Standoff Insulators | Thermoset DMC/BMC Insulators | Round Hexagonal Insulator | 289 | 20RH850(M8)-MS (Round Hex AF-20mm X 50mm - M8 MS Insert ) | 521 | 3005359 | 85381090
520 | Finished Good | Low Voltage Standoff Insulators | Thermoset DMC/BMC Insulators | Round Hexagonal Insulator | 289 | 20RH850(M8)-BR (Round Hex AF-20mm X 50mm - M8 BR Insert ) | 520 | 3005140 | 85381090
519 | Finished Good | Low Voltage Standoff Insulators | Thermoset DMC/BMC Insulators | Round Hexagonal Insulator | 289 | 20RH850(M8)-AL (Round Hex AF-20mm X 50mm - M8 MS Insert ) | 519 | 3005286 | 85381090
518 | Finished Good | Low Voltage Standoff Insulators | Thermoset DMC/BMC Insulators | Round Hexagonal Insulator | 289 | 20RH850(M8)-AL (Round Hex AF-20mm X 50mm - M8 AL Insert ) | 518 | 3005213 | 85381090
517 | Finished Good | Low Voltage Standoff Insulators | Thermoset DMC/BMC Insulators | Round Hexagonal Insulator | 289 | 20RH845(M8)-SS (Round Hex AF-20mm X 45mm - M8 SS Insert ) | 517 | 3005068 | 85381090
516 | Finished Good | Low Voltage Standoff Insulators | Thermoset DMC/BMC Insulators | Round Hexagonal Insulator | 289 | 20RH845(M8)-MS (Round Hex AF-20mm X 45mm - M8 MS Insert ) | 516 | 3005360 | 85381090
515 | Finished Good | Low Voltage Standoff Insulators | Thermoset DMC/BMC Insulators | Round Hexagonal Insulator | 289 | 20RH845(M8)-BR (Round Hex AF-20mm X 45mm - M8 BR Insert ) | 515 | 3005141 | 85381090
514 | Finished Good | Low Voltage Standoff Insulators | Thermoset DMC/BMC Insulators | Round Hexagonal Insulator | 289 | 20RH845(M8)-AL (Round Hex AF-20mm X 45mm - M8 MS Insert ) | 514 | 3005287 | 85381090
513 | Finished Good | Low Voltage Standoff Insulators | Thermoset DMC/BMC Insulators | Round Hexagonal Insulator | 289 | 20RH845(M8)-AL (Round Hex AF-20mm X 45mm - M8 AL Insert ) | 513 | 3005214 | 85381090
512 | Finished Good | Low Voltage Standoff Insulators | Thermoset DMC/BMC Insulators | Round Hexagonal Insulator | 289 | 20RH840(M8)-SS (Round Hex AF-20mm X 40mm - M8 SS Insert ) | 512 | 3005069 | 85381090
511 | Finished Good | Low Voltage Standoff Insulators | Thermoset DMC/BMC Insulators | Round Hexagonal Insulator | 289 | 20RH840(M8)-MS (Round Hex AF-20mm X 40mm - M8 MS Insert ) | 511 | 3005361 | 85381090
510 | Finished Good | Low Voltage Standoff Insulators | Thermoset DMC/BMC Insulators | Round Hexagonal Insulator | 289 | 20RH840(M8)-BR (Round Hex AF-20mm X 40mm - M8 BR Insert ) | 510 | 3005142 | 85381090
509 | Finished Good | Low Voltage Standoff Insulators | Thermoset DMC/BMC Insulators | Round Hexagonal Insulator | 289 | 20RH840(M8)-AL (Round Hex AF-20mm X 40mm - M8 MS Insert ) | 509 | 3005288 | 85381090
508 | Finished Good | Low Voltage Standoff Insulators | Thermoset DMC/BMC Insulators | Round Hexagonal Insulator | 289 | 20RH840(M8)-AL (Round Hex AF-20mm X 40mm - M8 AL Insert ) | 508 | 3005215 | 85381090
507 | Finished Good | Low Voltage Standoff Insulators | Thermoset DMC/BMC Insulators | Round Hexagonal Insulator | 289 | 20RH835(M8)-SS (Round Hex AF-20mm X 35mm - M8 SS Insert ) | 507 | 3005070 | 85381090
506 | Finished Good | Low Voltage Standoff Insulators | Thermoset DMC/BMC Insulators | Round Hexagonal Insulator | 289 | 20RH835(M8)-MS (Round Hex AF-20mm X 35mm - M8 MS Insert ) | 506 | 3005362 | 85381090
505 | Finished Good | Low Voltage Standoff Insulators | Thermoset DMC/BMC Insulators | Round Hexagonal Insulator | 289 | 20RH835(M8)-BR (Round Hex AF-20mm X 35mm - M8 BR Insert ) | 505 | 3005143 | 85381090
504 | Finished Good | Low Voltage Standoff Insulators | Thermoset DMC/BMC Insulators | Round Hexagonal Insulator | 289 | 20RH835(M8)-AL (Round Hex AF-20mm X 35mm - M8 MS Insert ) | 504 | 3005289 | 85381090
503 | Finished Good | Low Voltage Standoff Insulators | Thermoset DMC/BMC Insulators | Round Hexagonal Insulator | 289 | 20RH835(M8)-AL (Round Hex AF-20mm X 35mm - M8 AL Insert ) | 503 | 3005216 | 85381090
502 | Finished Good | Low Voltage Standoff Insulators | Thermoset DMC/BMC Insulators | Round Hexagonal Insulator | 289 | 20RH830(M8)-SS (Round Hex AF-20mm X 30mm - M8 SS Insert ) | 502 | 3005071 | 85381090
501 | Finished Good | Low Voltage Standoff Insulators | Thermoset DMC/BMC Insulators | Round Hexagonal Insulator | 289 | 20RH830(M8)-MS (Round Hex AF-20mm X 30mm - M8 MS Insert ) | 501 | 3005363 | 85381090
500 | Finished Good | Low Voltage Standoff Insulators | Thermoset DMC/BMC Insulators | Round Hexagonal Insulator | 289 | 20RH830(M8)-BR (Round Hex AF-20mm X 30mm - M8 BR Insert ) | 500 | 3005144 | 85381090
499 | Finished Good | Low Voltage Standoff Insulators | Thermoset DMC/BMC Insulators | Round Hexagonal Insulator | 289 | 20RH830(M8)-AL (Round Hex AF-20mm X 30mm - M8 MS Insert ) | 499 | 3005290 | 85381090
498 | Finished Good | Low Voltage Standoff Insulators | Thermoset DMC/BMC Insulators | Round Hexagonal Insulator | 289 | 20RH830(M8)-AL (Round Hex AF-20mm X 30mm - M8 AL Insert ) | 498 | 3005217 | 85381090
497 | Finished Good | Low Voltage Standoff Insulators | Thermoset DMC/BMC Insulators | Round Hexagonal Insulator | 289 | 20RH825(M8) -SS (Round Hex AF-20mm X 25mm - M8 SS Insert ) | 497 | 3005072 | 85381090
496 | Finished Good | Low Voltage Standoff Insulators | Thermoset DMC/BMC Insulators | Round Hexagonal Insulator | 289 | 20RH825(M8) -MS (Round Hex AF-20mm X 25mm - M8 MS Insert ) | 496 | 3005364 | 85381090
495 | Finished Good | Low Voltage Standoff Insulators | Thermoset DMC/BMC Insulators | Round Hexagonal Insulator | 289 | 20RH825(M8) -BR (Round Hex AF-20mm X 25mm - M8 BR Insert ) | 495 | 3005145 | 85381090
494 | Finished Good | Low Voltage Standoff Insulators | Thermoset DMC/BMC Insulators | Round Hexagonal Insulator | 289 | 20RH825(M8) -AL (Round Hex AF-20mm X 25mm - M8 MS Insert ) | 494 | 3005291 | 85381090
493 | Finished Good | Low Voltage Standoff Insulators | Thermoset DMC/BMC Insulators | Round Hexagonal Insulator | 289 | 20RH825(M8) -AL (Round Hex AF-20mm X 25mm - M8 AL Insert ) | 493 | 3005218 | 85381090
492 | Finished Good | Low Voltage Standoff Insulators | Thermoset DMC/BMC Insulators | Round Hexagonal Insulator | 289 | 20RH820(M8)-SS (Round Hex AF-20mm X 20mm - M8 SS Insert ) | 492 | 3005073 | 85381090
491 | Finished Good | Low Voltage Standoff Insulators | Thermoset DMC/BMC Insulators | Round Hexagonal Insulator | 289 | 20RH820(M8)-MS (Round Hex AF-20mm X 20mm - M8 MS Insert ) | 491 | 3005365 | 85381090
490 | Finished Good | Low Voltage Standoff Insulators | Thermoset DMC/BMC Insulators | Round Hexagonal Insulator | 289 | 20RH820(M8)-BR (Round Hex AF-20mm X 20mm - M8 BR Insert ) | 490 | 3005146 | 85381090
489 | Finished Good | Low Voltage Standoff Insulators | Thermoset DMC/BMC Insulators | Round Hexagonal Insulator | 289 | 20RH820(M8)-AL (Round Hex AF-20mm X 20mm - M8 MS Insert ) | 489 | 3005292 | 85381090
488 | Finished Good | Low Voltage Standoff Insulators | Thermoset DMC/BMC Insulators | Round Hexagonal Insulator | 289 | 20RH820(M8)-AL (Round Hex AF-20mm X 20mm - M8 AL Insert ) | 488 | 3005219 | 85381090
487 | Finished Good | Low Voltage Standoff Insulators | Thermoset DMC/BMC Insulators | Round Hexagonal Insulator | 289 | 20RH650(M6)-SS (Round Hex AF-20mm X 50mm - M6 SS Insert ) | 487 | 3005074 | 85381090
486 | Finished Good | Low Voltage Standoff Insulators | Thermoset DMC/BMC Insulators | Round Hexagonal Insulator | 289 | 20RH650(M6)-MS (Round Hex AF-20mm X 50mm - M6 MS Insert ) | 486 | 3005366 | 85381090
485 | Finished Good | Low Voltage Standoff Insulators | Thermoset DMC/BMC Insulators | Round Hexagonal Insulator | 289 | 20RH650(M6)-BR (Round Hex AF-20mm X 50mm - M6 BR Insert ) | 485 | 3005147 | 85381090
484 | Finished Good | Low Voltage Standoff Insulators | Thermoset DMC/BMC Insulators | Round Hexagonal Insulator | 289 | 20RH650(M6)-AL (Round Hex AF-20mm X 50mm - M6 MS Insert ) | 484 | 3005293 | 85381090
483 | Finished Good | Low Voltage Standoff Insulators | Thermoset DMC/BMC Insulators | Round Hexagonal Insulator | 289 | 20RH650(M6)-AL (Round Hex AF-20mm X 50mm - M6 AL Insert ) | 483 | 3005220 | 85381090
482 | Finished Good | Low Voltage Standoff Insulators | Thermoset DMC/BMC Insulators | Round Hexagonal Insulator | 289 | 20RH645(M6)-SS (Round Hex AF-20mm X 45mm - M6 SS Insert ) | 482 | 3005075 | 85381090
481 | Finished Good | Low Voltage Standoff Insulators | Thermoset DMC/BMC Insulators | Round Hexagonal Insulator | 289 | 20RH645(M6)-MS (Round Hex AF-20mm X 45mm - M6 MS Insert ) | 481 | 3005367 | 85381090
480 | Finished Good | Low Voltage Standoff Insulators | Thermoset DMC/BMC Insulators | Round Hexagonal Insulator | 289 | 20RH645(M6)-BR (Round Hex AF-20mm X 45mm - M6 BR Insert ) | 480 | 3005148 | 85381090
479 | Finished Good | Low Voltage Standoff Insulators | Thermoset DMC/BMC Insulators | Round Hexagonal Insulator | 289 | 20RH645(M6)-AL (Round Hex AF-20mm X 45mm - M6 MS Insert ) | 479 | 3005294 | 85381090
478 | Finished Good | Low Voltage Standoff Insulators | Thermoset DMC/BMC Insulators | Round Hexagonal Insulator | 289 | 20RH645(M6)-AL (Round Hex AF-20mm X 45mm - M6 AL Insert ) | 478 | 3005221 | 85381090
477 | Finished Good | Low Voltage Standoff Insulators | Thermoset DMC/BMC Insulators | Round Hexagonal Insulator | 289 | 20RH640(M6)-SS (Round Hex AF-20mm X 40mm - M6 SS Insert ) | 477 | 3005076 | 85381090
476 | Finished Good | Low Voltage Standoff Insulators | Thermoset DMC/BMC Insulators | Round Hexagonal Insulator | 289 | 20RH640(M6)-MS (Round Hex AF-20mm X 40mm - M6 MS Insert ) | 476 | 3005368 | 85381090
475 | Finished Good | Low Voltage Standoff Insulators | Thermoset DMC/BMC Insulators | Round Hexagonal Insulator | 289 | 20RH640(M6)-BR (Round Hex AF-20mm X 40mm - M6 BR Insert ) | 475 | 3005149 | 85381090
474 | Finished Good | Low Voltage Standoff Insulators | Thermoset DMC/BMC Insulators | Round Hexagonal Insulator | 289 | 20RH640(M6)-AL (Round Hex AF-20mm X 40mm - M6 MS Insert ) | 474 | 3005295 | 85381090
473 | Finished Good | Low Voltage Standoff Insulators | Thermoset DMC/BMC Insulators | Round Hexagonal Insulator | 289 | 20RH640(M6)-AL (Round Hex AF-20mm X 40mm - M6 AL Insert ) | 473 | 3005222 | 85381090
472 | Finished Good | Low Voltage Standoff Insulators | Thermoset DMC/BMC Insulators | Round Hexagonal Insulator | 289 | 20RH635(M6)-SS (Round Hex AF-20mm X 35mm - M6 SS Insert ) | 472 | 3005077 | 85381090
471 | Finished Good | Low Voltage Standoff Insulators | Thermoset DMC/BMC Insulators | Round Hexagonal Insulator | 289 | 20RH635(M6)-MS (Round Hex AF-20mm X 35mm - M6 MS Insert ) | 471 | 3005369 | 85381090
470 | Finished Good | Low Voltage Standoff Insulators | Thermoset DMC/BMC Insulators | Round Hexagonal Insulator | 289 | 20RH635(M6)-BR (Round Hex AF-20mm X 35mm - M6 BR Insert ) | 470 | 3005150 | 85381090
469 | Finished Good | Low Voltage Standoff Insulators | Thermoset DMC/BMC Insulators | Round Hexagonal Insulator | 289 | 20RH635(M6)-AL (Round Hex AF-20mm X 35mm - M6 MS Insert ) | 469 | 3005296 | 85381090
468 | Finished Good | Low Voltage Standoff Insulators | Thermoset DMC/BMC Insulators | Round Hexagonal Insulator | 289 | 20RH635(M6)-AL (Round Hex AF-20mm X 35mm - M6 AL Insert ) | 468 | 3005223 | 85381090
467 | Finished Good | Low Voltage Standoff Insulators | Thermoset DMC/BMC Insulators | Round Hexagonal Insulator | 289 | 20RH630(M6)-SS (Round Hex AF-20mm X 30mm - M6 SS Insert ) | 467 | 3005078 | 85381090
466 | Finished Good | Low Voltage Standoff Insulators | Thermoset DMC/BMC Insulators | Round Hexagonal Insulator | 289 | 20RH630(M6)-MS (Round Hex AF-20mm X 30mm - M6 MS Insert ) | 466 | 3005370 | 85381090
465 | Finished Good | Low Voltage Standoff Insulators | Thermoset DMC/BMC Insulators | Round Hexagonal Insulator | 289 | 20RH630(M6)-BR (Round Hex AF-20mm X 30mm - M6 BR Insert ) | 465 | 3005151 | 85381090
464 | Finished Good | Low Voltage Standoff Insulators | Thermoset DMC/BMC Insulators | Round Hexagonal Insulator | 289 | 20RH630(M6)-AL (Round Hex AF-20mm X 30mm - M6 MS Insert ) | 464 | 3005297 | 85381090
463 | Finished Good | Low Voltage Standoff Insulators | Thermoset DMC/BMC Insulators | Round Hexagonal Insulator | 289 | 20RH630(M6)-AL (Round Hex AF-20mm X 30mm - M6 AL Insert ) | 463 | 3005224 | 85381090
462 | Finished Good | Low Voltage Standoff Insulators | Thermoset DMC/BMC Insulators | Round Hexagonal Insulator | 289 | 20RH625(M6) -SS (Round Hex AF-20mm X 25mm - M6 SS Insert ) | 462 | 3005079 | 85381090
461 | Finished Good | Low Voltage Standoff Insulators | Thermoset DMC/BMC Insulators | Round Hexagonal Insulator | 289 | 20RH625(M6) -MS (Round Hex AF-20mm X 25mm - M6 MS Insert ) | 461 | 3005371 | 85381090
460 | Finished Good | Low Voltage Standoff Insulators | Thermoset DMC/BMC Insulators | Round Hexagonal Insulator | 289 | 20RH625(M6) -BR (Round Hex AF-20mm X 25mm - M6 BR Insert ) | 460 | 3005152 | 85381090
459 | Finished Good | Low Voltage Standoff Insulators | Thermoset DMC/BMC Insulators | Round Hexagonal Insulator | 289 | 20RH625(M6) -AL (Round Hex AF-20mm X 25mm - M6 MS Insert ) | 459 | 3005298 | 85381090
458 | Finished Good | Low Voltage Standoff Insulators | Thermoset DMC/BMC Insulators | Round Hexagonal Insulator | 289 | 20RH625(M6) -AL (Round Hex AF-20mm X 25mm - M6 AL Insert ) | 458 | 3005225 | 85381090
457 | Finished Good | Low Voltage Standoff Insulators | Thermoset DMC/BMC Insulators | Round Hexagonal Insulator | 289 | 20RH620(M6)-SS (Round Hex AF-20mm X 20mm - M6 SS Insert ) | 457 | 3005080 | 85381090
456 | Finished Good | Low Voltage Standoff Insulators | Thermoset DMC/BMC Insulators | Round Hexagonal Insulator | 289 | 20RH620(M6)-MS (Round Hex AF-20mm X 20mm - M6 MS Insert ) | 456 | 3005372 | 85381090
455 | Finished Good | Low Voltage Standoff Insulators | Thermoset DMC/BMC Insulators | Round Hexagonal Insulator | 289 | 20RH620(M6)-BR (Round Hex AF-20mm X 20mm - M6 BR Insert ) | 455 | 3005153 | 85381090
454 | Finished Good | Low Voltage Standoff Insulators | Thermoset DMC/BMC Insulators | Round Hexagonal Insulator | 289 | 20RH620(M6)-AL (Round Hex AF-20mm X 20mm - M6 MS Insert ) | 454 | 3005299 | 85381090
453 | Finished Good | Low Voltage Standoff Insulators | Thermoset DMC/BMC Insulators | Round Hexagonal Insulator | 289 | 20RH620(M6)-AL (Round Hex AF-20mm X 20mm - M6 AL Insert ) | 453 | 3005226 | 85381090
452 | Finished Good | Low Voltage Standoff Insulators | Thermoset DMC/BMC Insulators | Round Hexagonal Insulator | 289 | 20RH540(M5)-SS (Round Hex AF-20mm X 40mm - M5 SS Insert ) | 452 | 3005081 | 85381090
451 | Finished Good | Low Voltage Standoff Insulators | Thermoset DMC/BMC Insulators | Round Hexagonal Insulator | 289 | 20RH540(M5)-MS (Round Hex AF-20mm X 40mm - M5 MS Insert ) | 451 | 3005373 | 85381090
450 | Finished Good | Low Voltage Standoff Insulators | Thermoset DMC/BMC Insulators | Round Hexagonal Insulator | 289 | 20RH540(M5)-BR (Round Hex AF-20mm X 40mm - M5 BR Insert ) | 450 | 3005154 | 85381090
449 | Finished Good | Low Voltage Standoff Insulators | Thermoset DMC/BMC Insulators | Round Hexagonal Insulator | 289 | 20RH540(M5)-AL (Round Hex AF-20mm X 40mm - M5 MS Insert ) | 449 | 3005300 | 85381090
448 | Finished Good | Low Voltage Standoff Insulators | Thermoset DMC/BMC Insulators | Round Hexagonal Insulator | 289 | 20RH540(M5)-AL (Round Hex AF-20mm X 40mm - M5 AL Insert ) | 448 | 3005227 | 85381090
447 | Finished Good | Low Voltage Standoff Insulators | Thermoset DMC/BMC Insulators | Round Hexagonal Insulator | 289 | 20RH530(M5)-SS (Round Hex AF-20mm X 30mm - M5 SS Insert ) | 447 | 3005082 | 85381090
446 | Finished Good | Low Voltage Standoff Insulators | Thermoset DMC/BMC Insulators | Round Hexagonal Insulator | 289 | 20RH530(M5)-MS (Round Hex AF-20mm X 30mm - M5 MS Insert ) | 446 | 3005374 | 85381090
445 | Finished Good | Low Voltage Standoff Insulators | Thermoset DMC/BMC Insulators | Round Hexagonal Insulator | 289 | 20RH530(M5)-BR (Round Hex AF-20mm X 30mm - M5 BR Insert ) | 445 | 3005155 | 85381090
444 | Finished Good | Low Voltage Standoff Insulators | Thermoset DMC/BMC Insulators | Round Hexagonal Insulator | 289 | 20RH530(M5)-AL (Round Hex AF-20mm X 30mm - M5 MS Insert ) | 444 | 3005301 | 85381090
443 | Finished Good | Low Voltage Standoff Insulators | Thermoset DMC/BMC Insulators | Round Hexagonal Insulator | 289 | 20RH530(M5)-AL (Round Hex AF-20mm X 30mm - M5 AL Insert ) | 443 | 3005228 | 85381090
442 | Finished Good | Low Voltage Standoff Insulators | Thermoset DMC/BMC Insulators | Round Hexagonal Insulator | 289 | 20RH525(M5) -SS (Round Hex AF-20mm X 25mm - M5 SS Insert ) | 442 | 3005083 | 85381090
441 | Finished Good | Low Voltage Standoff Insulators | Thermoset DMC/BMC Insulators | Round Hexagonal Insulator | 289 | 20RH525(M5) -MS (Round Hex AF-20mm X 25mm - M5 MS Insert ) | 441 | 3005375 | 85381090
440 | Finished Good | Low Voltage Standoff Insulators | Thermoset DMC/BMC Insulators | Round Hexagonal Insulator | 289 | 20RH525(M5) -BR (Round Hex AF-20mm X 25mm - M5 BR Insert ) | 440 | 3005156 | 85381090
439 | Finished Good | Low Voltage Standoff Insulators | Thermoset DMC/BMC Insulators | Round Hexagonal Insulator | 289 | 20RH525(M5) -AL (Round Hex AF-20mm X 25mm - M5 MS Insert ) | 439 | 3005302 | 85381090
438 | Finished Good | Low Voltage Standoff Insulators | Thermoset DMC/BMC Insulators | Round Hexagonal Insulator | 289 | 20RH525(M5) -AL (Round Hex AF-20mm X 25mm - M5 AL Insert ) | 438 | 3005229 | 85381090
437 | Finished Good | Low Voltage Standoff Insulators | Thermoset DMC/BMC Insulators | Round Hexagonal Insulator | 289 | 20RH520(M5)-SS (Round Hex AF-20mm X 20mm - M5 SS Insert ) | 437 | 3005084 | 85381090
436 | Finished Good | Low Voltage Standoff Insulators | Thermoset DMC/BMC Insulators | Round Hexagonal Insulator | 289 | 20RH520(M5)-MS (Round Hex AF-20mm X 20mm - M5 MS Insert ) | 436 | 3005376 | 85381090
435 | Finished Good | Low Voltage Standoff Insulators | Thermoset DMC/BMC Insulators | Round Hexagonal Insulator | 289 | 20RH520(M5)-BR (Round Hex AF-20mm X 20mm - M5 BR Insert ) | 435 | 3005157 | 85381090
434 | Finished Good | Low Voltage Standoff Insulators | Thermoset DMC/BMC Insulators | Round Hexagonal Insulator | 289 | 20RH520(M5)-AL (Round Hex AF-20mm X 20mm - M5 MS Insert ) | 434 | 3005303 | 85381090
433 | Finished Good | Low Voltage Standoff Insulators | Thermoset DMC/BMC Insulators | Round Hexagonal Insulator | 289 | 20RH520(M5)-AL (Round Hex AF-20mm X 20mm - M5 AL Insert ) | 433 | 3005230 | 85381090
432 | Finished Good | Low Voltage Busbar Supports & Connector | SMC/DMC Busbar Supports & Connector | Insulators for Vertical/Horizontal Bars | 323 | 20P-307/000 (Unipolar BBS- 3R x 6mm Busbar-100mm Long-SMC Ivory ) | 432 | 3004893 | 85381090
431 | Finished Good | Low Voltage Busbar Supports & Connector | SMC/DMC Busbar Supports & Connector | Insulators for Vertical/Horizontal Bars | 323 | 20P-211/000 (Unipolar BBS- 2R x 10mm Busbar-100mm Long-SMC Ivory ) | 431 | 3004894 | 85381090
430 | Finished Good | Low Voltage Standoff Insulators | Thermoset DMC/BMC Insulators | Full Hexagonal Insulator | 205 | 20HH860(M8)-SS (Full Hex AF-20mm X 60mm - M8 SS Insert ) | 430 | 3005434 | 85381090
429 | Finished Good | Low Voltage Standoff Insulators | Thermoset DMC/BMC Insulators | Full Hexagonal Insulator | 205 | 20HH860(M8)-MS (Full Hex AF-20mm X 60mm - M8 MS Insert ) | 429 | 3005827 | 85381090
428 | Finished Good | Low Voltage Standoff Insulators | Thermoset DMC/BMC Insulators | Full Hexagonal Insulator | 205 | 20HH860(M8)-BR (Full Hex AF-20mm X 60mm - M8 BR Insert ) | 428 | 3005696 | 85381090
427 | Finished Good | Low Voltage Standoff Insulators | Thermoset DMC/BMC Insulators | Full Hexagonal Insulator | 205 | 20HH860(M8)-AL (Full Hex AF-20mm X 60mm - M8 AL Insert ) | 427 | 3005565 | 85381090
426 | Finished Good | Low Voltage Standoff Insulators | Thermoset DMC/BMC Insulators | Full Hexagonal Insulator | 205 | 20HH855(M8)-SS (Full Hex AF-20mm X 55mm - M8 SS Insert ) | 426 | 3005435 | 85381090
425 | Finished Good | Low Voltage Standoff Insulators | Thermoset DMC/BMC Insulators | Full Hexagonal Insulator | 205 | 20HH855(M8)-MS (Full Hex AF-20mm X 55mm - M8 MS Insert ) | 425 | 3005828 | 85381090
424 | Finished Good | Low Voltage Standoff Insulators | Thermoset DMC/BMC Insulators | Full Hexagonal Insulator | 205 | 20HH855(M8)-BR (Full Hex AF-20mm X 55mm - M8 BR Insert ) | 424 | 3005697 | 85381090
423 | Finished Good | Low Voltage Standoff Insulators | Thermoset DMC/BMC Insulators | Full Hexagonal Insulator | 205 | 20HH855(M8)-AL (Full Hex AF-20mm X 55mm - M8 AL Insert ) | 423 | 3005566 | 85381090
422 | Finished Good | Low Voltage Standoff Insulators | Thermoset DMC/BMC Insulators | Full Hexagonal Insulator | 205 | 20HH850(M8)-SS (Full Hex AF-20mm X 50mm - M8 SS Insert ) | 422 | 3005436 | 85381090
421 | Finished Good | Low Voltage Standoff Insulators | Thermoset DMC/BMC Insulators | Full Hexagonal Insulator | 205 | 20HH850(M8)-MS (Full Hex AF-20mm X 50mm - M8 MS Insert ) | 421 | 3005829 | 85381090
420 | Finished Good | Low Voltage Standoff Insulators | Thermoset DMC/BMC Insulators | Full Hexagonal Insulator | 205 | 20HH850(M8)-BR (Full Hex AF-20mm X 50mm - M8 BR Insert ) | 420 | 3005698 | 85381090
419 | Finished Good | Low Voltage Standoff Insulators | Thermoset DMC/BMC Insulators | Full Hexagonal Insulator | 205 | 20HH850(M8)-AL (Full Hex AF-20mm X 50mm - M8 AL Insert ) | 419 | 3005567 | 85381090
418 | Finished Good | Low Voltage Standoff Insulators | Thermoset DMC/BMC Insulators | Full Hexagonal Insulator | 205 | 20HH845(M8)-SS (Full Hex AF-20mm X 45mm - M8 SS Insert ) | 418 | 3005437 | 85381090
417 | Finished Good | Low Voltage Standoff Insulators | Thermoset DMC/BMC Insulators | Full Hexagonal Insulator | 205 | 20HH845(M8)-MS (Full Hex AF-20mm X 45mm - M8 MS Insert ) | 417 | 3005830 | 85381090
416 | Finished Good | Low Voltage Standoff Insulators | Thermoset DMC/BMC Insulators | Full Hexagonal Insulator | 205 | 20HH845(M8)-BR (Full Hex AF-20mm X 45mm - M8 BR Insert ) | 416 | 3005699 | 85381090
415 | Finished Good | Low Voltage Standoff Insulators | Thermoset DMC/BMC Insulators | Full Hexagonal Insulator | 205 | 20HH845(M8)-AL (Full Hex AF-20mm X 45mm - M8 AL Insert ) | 415 | 3005568 | 85381090
414 | Finished Good | Low Voltage Standoff Insulators | Thermoset DMC/BMC Insulators | Full Hexagonal Insulator | 205 | 20HH840(M8)-SS (Full Hex AF-20mm X 40mm - M8 SS Insert ) | 414 | 3005438 | 85381090
413 | Finished Good | Low Voltage Standoff Insulators | Thermoset DMC/BMC Insulators | Full Hexagonal Insulator | 205 | 20HH840(M8)-MS (Full Hex AF-20mm X 40mm - M8 MS Insert ) | 413 | 3005831 | 85381090
412 | Finished Good | Low Voltage Standoff Insulators | Thermoset DMC/BMC Insulators | Full Hexagonal Insulator | 205 | 20HH840(M8)-BR (Full Hex AF-20mm X 40mm - M8 BR Insert ) | 412 | 3005700 | 85381090
411 | Finished Good | Low Voltage Standoff Insulators | Thermoset DMC/BMC Insulators | Full Hexagonal Insulator | 205 | 20HH840(M8)-AL (Full Hex AF-20mm X 40mm - M8 AL Insert ) | 411 | 3005569 | 85381090
410 | Finished Good | Low Voltage Standoff Insulators | Thermoset DMC/BMC Insulators | Full Hexagonal Insulator | 205 | 20HH835(M8)-SS (Full Hex AF-20mm X 35mm - M8 SS Insert ) | 410 | 3005439 | 85381090
409 | Finished Good | Low Voltage Standoff Insulators | Thermoset DMC/BMC Insulators | Full Hexagonal Insulator | 205 | 20HH835(M8)-MS (Full Hex AF-20mm X 35mm - M8 MS Insert ) | 409 | 3005832 | 85381090
408 | Finished Good | Low Voltage Standoff Insulators | Thermoset DMC/BMC Insulators | Full Hexagonal Insulator | 205 | 20HH835(M8)-BR (Full Hex AF-20mm X 35mm - M8 BR Insert ) | 408 | 3005701 | 85381090
407 | Finished Good | Low Voltage Standoff Insulators | Thermoset DMC/BMC Insulators | Full Hexagonal Insulator | 205 | 20HH835(M8)-AL (Full Hex AF-20mm X 35mm - M8 AL Insert ) | 407 | 3005570 | 85381090
406 | Finished Good | Low Voltage Standoff Insulators | Thermoset DMC/BMC Insulators | Full Hexagonal Insulator | 205 | 20HH830(M8)-SS (Full Hex AF-20mm X 30mm - M8 SS Insert ) | 406 | 3005440 | 85381090
405 | Finished Good | Low Voltage Standoff Insulators | Thermoset DMC/BMC Insulators | Full Hexagonal Insulator | 205 | 20HH830(M8)-MS (Full Hex AF-20mm X 30mm - M8 MS Insert ) | 405 | 3005833 | 85381090
404 | Finished Good | Low Voltage Standoff Insulators | Thermoset DMC/BMC Insulators | Full Hexagonal Insulator | 205 | 20HH830(M8)-BR (Full Hex AF-20mm X 30mm - M8 BR Insert ) | 404 | 3005702 | 85381090
403 | Finished Good | Low Voltage Standoff Insulators | Thermoset DMC/BMC Insulators | Full Hexagonal Insulator | 205 | 20HH830(M8)-AL (Full Hex AF-20mm X 30mm - M8 AL Insert ) | 403 | 3005571 | 85381090
402 | Finished Good | Low Voltage Standoff Insulators | Thermoset DMC/BMC Insulators | Full Hexagonal Insulator | 205 | 20HH825(M8) -SS (Full Hex AF-20mm X 25mm - M8 SS Insert ) | 402 | 3005441 | 85381090
401 | Finished Good | Low Voltage Standoff Insulators | Thermoset DMC/BMC Insulators | Full Hexagonal Insulator | 205 | 20HH825(M8) -MS (Full Hex AF-20mm X 25mm - M8 MS Insert ) | 401 | 3005834 | 85381090
400 | Finished Good | Low Voltage Standoff Insulators | Thermoset DMC/BMC Insulators | Full Hexagonal Insulator | 205 | 20HH825(M8) -BR (Full Hex AF-20mm X 25mm - M8 BR Insert ) | 400 | 3005703 | 85381090
399 | Finished Good | Low Voltage Standoff Insulators | Thermoset DMC/BMC Insulators | Full Hexagonal Insulator | 205 | 20HH825(M8) -AL (Full Hex AF-20mm X 25mm - M8 AL Insert ) | 399 | 3005572 | 85381090
398 | Finished Good | Low Voltage Standoff Insulators | Thermoset DMC/BMC Insulators | Full Hexagonal Insulator | 205 | 20HH820(M8)-SS (Full Hex AF-20mm X 20mm - M8 SS Insert ) | 398 | 3005442 | 85381090
397 | Finished Good | Low Voltage Standoff Insulators | Thermoset DMC/BMC Insulators | Full Hexagonal Insulator | 205 | 20HH820(M8)-MS (Full Hex AF-20mm X 20mm - M8 MS Insert ) | 397 | 3005835 | 85381090
396 | Finished Good | Low Voltage Standoff Insulators | Thermoset DMC/BMC Insulators | Full Hexagonal Insulator | 205 | 20HH820(M8)-BR (Full Hex AF-20mm X 20mm - M8 BR Insert ) | 396 | 3005704 | 85381090
395 | Finished Good | Low Voltage Standoff Insulators | Thermoset DMC/BMC Insulators | Full Hexagonal Insulator | 205 | 20HH820(M8)-AL (Full Hex AF-20mm X 20mm - M8 AL Insert ) | 395 | 3005573 | 85381090
394 | Finished Good | Low Voltage Standoff Insulators | Thermoset DMC/BMC Insulators | Full Hexagonal Insulator | 205 | 20HH660(M6)-SS (Full Hex AF-20mm X 60mm - M6 SS Insert ) | 394 | 3005443 | 85381090
393 | Finished Good | Low Voltage Standoff Insulators | Thermoset DMC/BMC Insulators | Full Hexagonal Insulator | 205 | 20HH660(M6)-MS (Full Hex AF-20mm X 60mm - M6 MS Insert ) | 393 | 3005836 | 85381090
392 | Finished Good | Low Voltage Standoff Insulators | Thermoset DMC/BMC Insulators | Full Hexagonal Insulator | 205 | 20HH660(M6)-BR (Full Hex AF-20mm X 60mm - M6 BR Insert ) | 392 | 3005705 | 85381090
391 | Finished Good | Low Voltage Standoff Insulators | Thermoset DMC/BMC Insulators | Full Hexagonal Insulator | 205 | 20HH660(M6)-AL (Full Hex AF-20mm X 60mm - M6 AL Insert ) | 391 | 3005574 | 85381090
390 | Finished Good | Low Voltage Standoff Insulators | Thermoset DMC/BMC Insulators | Full Hexagonal Insulator | 205 | 20HH655(M6)-SS (Full Hex AF-20mm X 55mm - M6 SS Insert ) | 390 | 3005444 | 85381090
389 | Finished Good | Low Voltage Standoff Insulators | Thermoset DMC/BMC Insulators | Full Hexagonal Insulator | 205 | 20HH655(M6)-MS (Full Hex AF-20mm X 55mm - M6 MS Insert ) | 389 | 3005837 | 85381090
388 | Finished Good | Low Voltage Standoff Insulators | Thermoset DMC/BMC Insulators | Full Hexagonal Insulator | 205 | 20HH655(M6)-BR (Full Hex AF-20mm X 55mm - M6 BR Insert ) | 388 | 3005706 | 85381090
387 | Finished Good | Low Voltage Standoff Insulators | Thermoset DMC/BMC Insulators | Full Hexagonal Insulator | 205 | 20HH655(M6)-AL (Full Hex AF-20mm X 55mm - M6 AL Insert ) | 387 | 3005575 | 85381090
386 | Finished Good | Low Voltage Standoff Insulators | Thermoset DMC/BMC Insulators | Full Hexagonal Insulator | 205 | 20HH650(M6)-SS (Full Hex AF-20mm X 50mm - M6 SS Insert ) | 386 | 3005445 | 85381090
385 | Finished Good | Low Voltage Standoff Insulators | Thermoset DMC/BMC Insulators | Full Hexagonal Insulator | 205 | 20HH650(M6)-MS (Full Hex AF-20mm X 50mm - M6 MS Insert ) | 385 | 3005838 | 85381090
384 | Finished Good | Low Voltage Standoff Insulators | Thermoset DMC/BMC Insulators | Full Hexagonal Insulator | 205 | 20HH650(M6)-BR (Full Hex AF-20mm X 50mm - M6 BR Insert ) | 384 | 3005707 | 85381090
383 | Finished Good | Low Voltage Standoff Insulators | Thermoset DMC/BMC Insulators | Full Hexagonal Insulator | 205 | 20HH650(M6)-AL (Full Hex AF-20mm X 50mm - M6 AL Insert ) | 383 | 3005576 | 85381090
382 | Finished Good | Low Voltage Standoff Insulators | Thermoset DMC/BMC Insulators | Full Hexagonal Insulator | 205 | 20HH645(M6)-SS (Full Hex AF-20mm X 45mm - M6 SS Insert ) | 382 | 3005446 | 85381090
381 | Finished Good | Low Voltage Standoff Insulators | Thermoset DMC/BMC Insulators | Full Hexagonal Insulator | 205 | 20HH645(M6)-MS (Full Hex AF-20mm X 45mm - M6 MS Insert ) | 381 | 3005839 | 85381090
380 | Finished Good | Low Voltage Standoff Insulators | Thermoset DMC/BMC Insulators | Full Hexagonal Insulator | 205 | 20HH645(M6)-BR (Full Hex AF-20mm X 45mm - M6 BR Insert ) | 380 | 3005708 | 85381090
379 | Finished Good | Low Voltage Standoff Insulators | Thermoset DMC/BMC Insulators | Full Hexagonal Insulator | 205 | 20HH645(M6)-AL (Full Hex AF-20mm X 45mm - M6 AL Insert ) | 379 | 3005577 | 85381090
378 | Finished Good | Low Voltage Standoff Insulators | Thermoset DMC/BMC Insulators | Full Hexagonal Insulator | 205 | 20HH640(M6)-SS (Full Hex AF-20mm X 40mm - M6 SS Insert ) | 378 | 3005447 | 85381090
377 | Finished Good | Low Voltage Standoff Insulators | Thermoset DMC/BMC Insulators | Full Hexagonal Insulator | 205 | 20HH640(M6)-MS (Full Hex AF-20mm X 40mm - M6 MS Insert ) | 377 | 3005840 | 85381090
376 | Finished Good | Low Voltage Standoff Insulators | Thermoset DMC/BMC Insulators | Full Hexagonal Insulator | 205 | 20HH640(M6)-BR (Full Hex AF-20mm X 40mm - M6 BR Insert ) | 376 | 3005709 | 85381090
375 | Finished Good | Low Voltage Standoff Insulators | Thermoset DMC/BMC Insulators | Full Hexagonal Insulator | 205 | 20HH640(M6)-AL (Full Hex AF-20mm X 40mm - M6 AL Insert ) | 375 | 3005578 | 85381090
374 | Finished Good | Low Voltage Standoff Insulators | Thermoset DMC/BMC Insulators | Full Hexagonal Insulator | 205 | 20HH635(M6)-SS (Full Hex AF-20mm X 35mm - M6 SS Insert ) | 374 | 3005448 | 85381090
373 | Finished Good | Low Voltage Standoff Insulators | Thermoset DMC/BMC Insulators | Full Hexagonal Insulator | 205 | 20HH635(M6)-MS (Full Hex AF-20mm X 35mm - M6 MS Insert ) | 373 | 3005841 | 85381090
372 | Finished Good | Low Voltage Standoff Insulators | Thermoset DMC/BMC Insulators | Full Hexagonal Insulator | 205 | 20HH635(M6)-BR (Full Hex AF-20mm X 35mm - M6 BR Insert ) | 372 | 3005710 | 85381090
371 | Finished Good | Low Voltage Standoff Insulators | Thermoset DMC/BMC Insulators | Full Hexagonal Insulator | 205 | 20HH635(M6)-AL (Full Hex AF-20mm X 35mm - M6 AL Insert ) | 371 | 3005579 | 85381090
370 | Finished Good | Low Voltage Standoff Insulators | Thermoset DMC/BMC Insulators | Full Hexagonal Insulator | 205 | 20HH630(M6)-SS (Full Hex AF-20mm X 30mm - M6 SS Insert ) | 370 | 3005449 | 85381090
369 | Finished Good | Low Voltage Standoff Insulators | Thermoset DMC/BMC Insulators | Full Hexagonal Insulator | 205 | 20HH630(M6)-MS (Full Hex AF-20mm X 30mm - M6 MS Insert ) | 369 | 3005842 | 85381090
368 | Finished Good | Low Voltage Standoff Insulators | Thermoset DMC/BMC Insulators | Full Hexagonal Insulator | 205 | 20HH630(M6)-BR (Full Hex AF-20mm X 30mm - M6 BR Insert ) | 368 | 3005711 | 85381090
367 | Finished Good | Low Voltage Standoff Insulators | Thermoset DMC/BMC Insulators | Full Hexagonal Insulator | 205 | 20HH630(M6)-AL (Full Hex AF-20mm X 30mm - M6 AL Insert ) | 367 | 3005580 | 85381090
366 | Finished Good | Low Voltage Standoff Insulators | Thermoset DMC/BMC Insulators | Full Hexagonal Insulator | 205 | 20HH625(M6) -SS (Full Hex AF-20mm X 25mm - M6 SS Insert ) | 366 | 3005450 | 85381090
365 | Finished Good | Low Voltage Standoff Insulators | Thermoset DMC/BMC Insulators | Full Hexagonal Insulator | 205 | 20HH625(M6) -MS (Full Hex AF-20mm X 25mm - M6 MS Insert ) | 365 | 3005843 | 85381090
364 | Finished Good | Low Voltage Standoff Insulators | Thermoset DMC/BMC Insulators | Full Hexagonal Insulator | 205 | 20HH625(M6) -BR (Full Hex AF-20mm X 25mm - M6 BR Insert ) | 364 | 3005712 | 85381090
363 | Finished Good | Low Voltage Standoff Insulators | Thermoset DMC/BMC Insulators | Full Hexagonal Insulator | 205 | 20HH625(M6) -AL (Full Hex AF-20mm X 25mm - M6 AL Insert ) | 363 | 3005581 | 85381090
362 | Finished Good | Low Voltage Standoff Insulators | Thermoset DMC/BMC Insulators | Full Hexagonal Insulator | 205 | 20HH620(M6)-SS (Full Hex AF-20mm X 20mm - M6 SS Insert ) | 362 | 3005451 | 85381090
361 | Finished Good | Low Voltage Standoff Insulators | Thermoset DMC/BMC Insulators | Full Hexagonal Insulator | 205 | 20HH620(M6)-MS (Full Hex AF-20mm X 20mm - M6 MS Insert ) | 361 | 3005844 | 85381090
360 | Finished Good | Low Voltage Standoff Insulators | Thermoset DMC/BMC Insulators | Full Hexagonal Insulator | 205 | 20HH620(M6)-BR (Full Hex AF-20mm X 20mm - M6 BR Insert ) | 360 | 3005713 | 85381090
359 | Finished Good | Low Voltage Standoff Insulators | Thermoset DMC/BMC Insulators | Full Hexagonal Insulator | 205 | 20HH620(M6)-AL (Full Hex AF-20mm X 20mm - M6 AL Insert ) | 359 | 3005582 | 85381090
358 | Finished Good | Low Voltage Standoff Insulators | Thermoset DMC/BMC Insulators | Full Hexagonal Insulator | 205 | 20HH560(M5)-SS (Full Hex AF-20mm X 60mm - M5 SS Insert ) | 358 | 3005452 | 85381090
357 | Finished Good | Low Voltage Standoff Insulators | Thermoset DMC/BMC Insulators | Full Hexagonal Insulator | 205 | 20HH560(M5)-MS (Full Hex AF-20mm X 60mm - M5 MS Insert ) | 357 | 3005845 | 85381090
356 | Finished Good | Low Voltage Standoff Insulators | Thermoset DMC/BMC Insulators | Full Hexagonal Insulator | 205 | 20HH560(M5)-BR (Full Hex AF-20mm X 60mm - M5 BR Insert ) | 356 | 3005714 | 85381090
355 | Finished Good | Low Voltage Standoff Insulators | Thermoset DMC/BMC Insulators | Full Hexagonal Insulator | 205 | 20HH560(M5)-AL (Full Hex AF-20mm X 60mm - M5 AL Insert ) | 355 | 3005583 | 85381090
354 | Finished Good | Low Voltage Standoff Insulators | Thermoset DMC/BMC Insulators | Full Hexagonal Insulator | 205 | 20HH555(M5)-SS (Full Hex AF-20mm X 55mm - M5 SS Insert ) | 354 | 3005453 | 85381090
353 | Finished Good | Low Voltage Standoff Insulators | Thermoset DMC/BMC Insulators | Full Hexagonal Insulator | 205 | 20HH555(M5)-MS (Full Hex AF-20mm X 55mm - M5 MS Insert ) | 353 | 3005846 | 85381090
352 | Finished Good | Low Voltage Standoff Insulators | Thermoset DMC/BMC Insulators | Full Hexagonal Insulator | 205 | 20HH555(M5)-BR (Full Hex AF-20mm X 55mm - M5 BR Insert ) | 352 | 3005715 | 85381090
351 | Finished Good | Low Voltage Standoff Insulators | Thermoset DMC/BMC Insulators | Full Hexagonal Insulator | 205 | 20HH555(M5)-AL (Full Hex AF-20mm X 55mm - M5 AL Insert ) | 351 | 3005584 | 85381090
350 | Finished Good | Low Voltage Standoff Insulators | Thermoset DMC/BMC Insulators | Full Hexagonal Insulator | 205 | 20HH550(M5)-SS (Full Hex AF-20mm X 50mm - M5 SS Insert ) | 350 | 3005454 | 85381090
349 | Finished Good | Low Voltage Standoff Insulators | Thermoset DMC/BMC Insulators | Full Hexagonal Insulator | 205 | 20HH550(M5)-MS (Full Hex AF-20mm X 50mm - M5 MS Insert ) | 349 | 3005847 | 85381090
348 | Finished Good | Low Voltage Standoff Insulators | Thermoset DMC/BMC Insulators | Full Hexagonal Insulator | 205 | 20HH550(M5)-BR (Full Hex AF-20mm X 50mm - M5 BR Insert ) | 348 | 3005716 | 85381090
347 | Finished Good | Low Voltage Standoff Insulators | Thermoset DMC/BMC Insulators | Full Hexagonal Insulator | 205 | 20HH550(M5)-AL (Full Hex AF-20mm X 50mm - M5 AL Insert ) | 347 | 3005585 | 85381090
346 | Finished Good | Low Voltage Standoff Insulators | Thermoset DMC/BMC Insulators | Full Hexagonal Insulator | 205 | 20HH545(M5)-SS (Full Hex AF-20mm X 45mm - M5 SS Insert ) | 346 | 3005455 | 85381090
345 | Finished Good | Low Voltage Standoff Insulators | Thermoset DMC/BMC Insulators | Full Hexagonal Insulator | 205 | 20HH545(M5)-MS (Full Hex AF-20mm X 45mm - M5 MS Insert ) | 345 | 3005848 | 85381090
344 | Finished Good | Low Voltage Standoff Insulators | Thermoset DMC/BMC Insulators | Full Hexagonal Insulator | 205 | 20HH545(M5)-BR (Full Hex AF-20mm X 45mm - M5 BR Insert ) | 344 | 3005717 | 85381090
343 | Finished Good | Low Voltage Standoff Insulators | Thermoset DMC/BMC Insulators | Full Hexagonal Insulator | 205 | 20HH545(M5)-AL (Full Hex AF-20mm X 45mm - M5 AL Insert ) | 343 | 3005586 | 85381090
342 | Finished Good | Low Voltage Standoff Insulators | Thermoset DMC/BMC Insulators | Full Hexagonal Insulator | 205 | 20HH540(M5)-SS (Full Hex AF-20mm X 40mm - M5 SS Insert ) | 342 | 3005456 | 85381090
341 | Finished Good | Low Voltage Standoff Insulators | Thermoset DMC/BMC Insulators | Full Hexagonal Insulator | 205 | 20HH540(M5)-MS (Full Hex AF-20mm X 40mm - M5 MS Insert ) | 341 | 3005849 | 85381090
340 | Finished Good | Low Voltage Standoff Insulators | Thermoset DMC/BMC Insulators | Full Hexagonal Insulator | 205 | 20HH540(M5)-BR (Full Hex AF-20mm X 40mm - M5 BR Insert ) | 340 | 3005718 | 85381090
339 | Finished Good | Low Voltage Standoff Insulators | Thermoset DMC/BMC Insulators | Full Hexagonal Insulator | 205 | 20HH540(M5)-AL (Full Hex AF-20mm X 40mm - M5 AL Insert ) | 339 | 3005587 | 85381090
338 | Finished Good | Low Voltage Standoff Insulators | Thermoset DMC/BMC Insulators | Full Hexagonal Insulator | 205 | 20HH535(M5)-SS (Full Hex AF-20mm X 35mm - M5 SS Insert ) | 338 | 3005457 | 85381090
337 | Finished Good | Low Voltage Standoff Insulators | Thermoset DMC/BMC Insulators | Full Hexagonal Insulator | 205 | 20HH535(M5)-MS (Full Hex AF-20mm X 35mm - M5 MS Insert ) | 337 | 3005850 | 85381090
336 | Finished Good | Low Voltage Standoff Insulators | Thermoset DMC/BMC Insulators | Full Hexagonal Insulator | 205 | 20HH535(M5)-BR (Full Hex AF-20mm X 35mm - M5 BR Insert ) | 336 | 3005719 | 85381090
335 | Finished Good | Low Voltage Standoff Insulators | Thermoset DMC/BMC Insulators | Full Hexagonal Insulator | 205 | 20HH535(M5)-AL (Full Hex AF-20mm X 35mm - M5 AL Insert ) | 335 | 3005588 | 85381090
334 | Finished Good | Low Voltage Standoff Insulators | Thermoset DMC/BMC Insulators | Full Hexagonal Insulator | 205 | 20HH530(M5)-SS (Full Hex AF-20mm X 30mm - M5 SS Insert ) | 334 | 3005458 | 85381090
333 | Finished Good | Low Voltage Standoff Insulators | Thermoset DMC/BMC Insulators | Full Hexagonal Insulator | 205 | 20HH530(M5)-MS (Full Hex AF-20mm X 30mm - M5 MS Insert ) | 333 | 3005851 | 85381090
332 | Finished Good | Low Voltage Standoff Insulators | Thermoset DMC/BMC Insulators | Full Hexagonal Insulator | 205 | 20HH530(M5)-BR (Full Hex AF-20mm X 30mm - M5 BR Insert ) | 332 | 3005720 | 85381090
331 | Finished Good | Low Voltage Standoff Insulators | Thermoset DMC/BMC Insulators | Full Hexagonal Insulator | 205 | 20HH530(M5)-AL (Full Hex AF-20mm X 30mm - M5 AL Insert ) | 331 | 3005589 | 85381090
330 | Finished Good | Low Voltage Standoff Insulators | Thermoset DMC/BMC Insulators | Full Hexagonal Insulator | 205 | 20HH525(M5) -SS (Full Hex AF-20mm X 25mm - M5 SS Insert ) | 330 | 3005459 | 85381090
329 | Finished Good | Low Voltage Standoff Insulators | Thermoset DMC/BMC Insulators | Full Hexagonal Insulator | 205 | 20HH525(M5) -MS (Full Hex AF-20mm X 25mm - M5 MS Insert ) | 329 | 3005852 | 85381090
328 | Finished Good | Low Voltage Standoff Insulators | Thermoset DMC/BMC Insulators | Full Hexagonal Insulator | 205 | 20HH525(M5) -BR (Full Hex AF-20mm X 25mm - M5 BR Insert ) | 328 | 3005721 | 85381090
327 | Finished Good | Low Voltage Standoff Insulators | Thermoset DMC/BMC Insulators | Full Hexagonal Insulator | 205 | 20HH525(M5) -AL (Full Hex AF-20mm X 25mm - M5 AL Insert ) | 327 | 3005590 | 85381090
326 | Finished Good | Low Voltage Standoff Insulators | Thermoset DMC/BMC Insulators | Full Hexagonal Insulator | 205 | 20HH520(M5)-SS (Full Hex AF-20mm X 20mm - M5 SS Insert ) | 326 | 3005460 | 85381090
325 | Finished Good | Low Voltage Standoff Insulators | Thermoset DMC/BMC Insulators | Full Hexagonal Insulator | 205 | 20HH520(M5)-MS (Full Hex AF-20mm X 20mm - M5 MS Insert ) | 325 | 3005853 | 85381090
324 | Finished Good | Low Voltage Standoff Insulators | Thermoset DMC/BMC Insulators | Full Hexagonal Insulator | 205 | 20HH520(M5)-BR (Full Hex AF-20mm X 20mm - M5 BR Insert ) | 324 | 3005722 | 85381090
323 | Finished Good | Low Voltage Standoff Insulators | Thermoset DMC/BMC Insulators | Full Hexagonal Insulator | 205 | 20HH520(M5)-AL (Full Hex AF-20mm X 20mm - M5 AL Insert ) | 323 | 3005591 | 85381090
322 | Raw Material | Packaging material | Packing boxes | Inner/Outer boxes | 212 | 20HH-2 PRINT inr (20HH-2 PRINT INNER) | 322 | 1001469 | 85381090
321 | Raw Material | Packaging material | Packing boxes | Inner/Outer boxes | 212 | 20HH-2 otr (20HH-2 OUTER) | 321 | 1001470 | 85381090
320 | Raw Material | Packaging material | Packing boxes | Inner/Outer boxes | 212 | 20HH-2 wht inr (20HH-2 WHITE INNER) | 320 | 1001471 | 85381090
319 | Raw Material | Packaging material | Packing boxes | Inner/Outer boxes | 212 | 20HH-1 otr (20HH-1 OUTER) | 319 | 1001472 | 85381090
318 | Raw Material | Packaging material | Packing boxes | Inner/Outer boxes | 212 | 20HH-1 wht inr (20HH-1 WHITE INNER) | 318 | 1001473 | 85381090
317 | Raw Material | Packaging material | Packing boxes | Inner/Outer boxes | 212 | 20HH-1 PRINT inr (20HH-1 PRINT INNER) | 317 | 1001474 | 85381090
316 | Finished Good | Low Voltage Busbar Supports & Connector | SMC/DMC Busbar Supports & Connector | Finger Supports | 320 | 206W-S (Finger Support (14 x 60 ) - for 1 run of 6mm busbar -SMC Ivory) | 316 | 3004998 | 85381090
315 | Finished Good | Low Voltage Busbar Supports & Connector | SMC/DMC Busbar Supports & Connector | Finger Supports | 320 | 206W-D (Finger Support (14 x 60 ) - for 1 run of 6mm busbar -DMC Red) | 315 | 3004832 | 85381090
314 | Finished Good | Low Voltage Busbar Supports & Connector | SMC/DMC Busbar Supports & Connector | Finger Supports | 320 | 206T-S (Finger Support (25 x 70 ) - for 2 runs of 6mm busbar-SMC Ivory ) | 314 | 3004990 | 85381090
313 | Finished Good | Low Voltage Busbar Supports & Connector | SMC/DMC Busbar Supports & Connector | Finger Supports | 320 | 206T-D (Finger Support (25 x 70 ) - for 2 runs of 6mm busbar-DMC Red ) | 313 | 3004824 | 85381090
312 | Finished Good | Low Voltage Busbar Supports & Connector | SMC/DMC Busbar Supports & Connector | Finger Supports | 320 | 206K-S (Finger Support (20 x 70 ) - for 2 runs of 6mm busbar-SMC Ivory ) | 312 | 3004995 | 85381090
311 | Finished Good | Low Voltage Busbar Supports & Connector | SMC/DMC Busbar Supports & Connector | Finger Supports | 320 | 206K-D (Finger Support (20 x 70 ) - for 2 runs of 6mm busbar-DMC Red ) | 311 | 3004829 | 85381090
310 | Finished Good | Low Voltage Busbar Supports & Connector | Polyamide Busbar Supports & Connector | Polyamide Finger Supports | 332 | 206 N5-V0 (PA Finger Support (20 x 70 ) - for 2 run of 6mm busbar-V0 BK ) | 310 | 3004489 | 85381090
309 | Finished Good | Low Voltage Busbar Supports & Connector | Polyamide Busbar Supports & Connector | Polyamide Finger Supports | 332 | 206 N5-HB (PA Finger Support (20 x 70 ) - for 2 run of 6mm busbar-HB NC ) | 309 | 3004514 | 85381090
308 | Finished Good | Low Voltage Busbar Supports & Connector | Polyamide Busbar Supports & Connector | Polyamide Finger Supports | 332 | 206 N3-V0 (PA Finger Support (13 x 60 ) - for 2 run of 6mm busbar-V0 BK ) | 308 | 3004498 | 85381090
307 | Finished Good | Low Voltage Busbar Supports & Connector | Polyamide Busbar Supports & Connector | Polyamide Finger Supports | 332 | 206 N3-HB (PA Finger Support (13 x 60 ) - for 2 run of 6mm busbar-HB NC ) | 307 | 3004523 | 85381090
306 | Finished Good | Low Voltage Busbar Supports & Connector | SMC/DMC Busbar Supports & Connector | Insulators for Vertical/Horizontal Bars | 323 | 1P-80/155(M8) (Unipolar BBS for 80mm Busbar-100mm Long- M8 MS Insert-SMC Ivory ) | 306 | 3004909 | 85381090
305 | Finished Good | Low Voltage Busbar Supports & Connector | SMC/DMC Busbar Supports & Connector | Insulators for Vertical/Horizontal Bars | 323 | 1P-60/125(M8) (Unipolar BBS for 60mm Busbar-100mm Long- M8 MS Insert-SMC Ivory ) | 305 | 3004910 | 85381090
304 | Finished Good | Low Voltage Busbar Supports & Connector | SMC/DMC Busbar Supports & Connector | Insulators for Vertical/Horizontal Bars | 323 | 1P-40/100(M8) (Unipolar BBS for 40mm x 100mm - M8 MS Insert-SMC Ivory) | 304 | 3004912 | 85381090
303 | Finished Good | Low Voltage Busbar Supports & Connector | SMC/DMC Busbar Supports & Connector | Insulators for Vertical/Horizontal Bars | 323 | 1P-40/100(M10) (Unipolar BBS for 40mm Busbar-100mm Long- M10 MS Insert-SMC Ivory ) | 303 | 3004911 | 85381090
302 | Finished Good | Low Voltage Busbar Supports & Connector | SMC/DMC Busbar Supports & Connector | Finger Supports | 320 | 172T-S (Finger Support (25 x 130 ) - 1 Slot- for 4 runs of 10mm busbar-SMC Ivory) | 302 | 3004968 | 85381090
301 | Finished Good | Low Voltage Busbar Supports & Connector | SMC/DMC Busbar Supports & Connector | Finger Supports | 320 | 172T-D (Finger Support (25 x 130 ) - 1 Slot- for 4 runs of 10mm busbar-DMC Red) | 301 | 3004802 | 85381090
300 | Finished Good | Low Voltage Busbar Supports & Connector | SMC/DMC Busbar Supports & Connector | Finger Supports | 320 | 172K-S (Finger sprt (20 x 130 ) - 1 Slot- for 4 runs of 10mm busbar-SMC Ivory ) | 300 | 3004971 | 85381090
299 | Finished Good | Low Voltage Busbar Supports & Connector | SMC/DMC Busbar Supports & Connector | Finger Supports | 320 | 172K-D (Finger Support (20 x 130 ) - 1 Slot- for 4 runs of 10mm busbar-DMC Red ) | 299 | 3004805 | 85381090
298 | Finished Good | Low Voltage Busbar Supports & Connector | SMC/DMC Busbar Supports & Connector | Grip Type Supports | 340 | 172GP410 -S (Heavy Duty Grip Support for 4R x 10mm Busbar-SMC ivory) | 298 | 3004939 | 85381090
297 | Finished Good | Low Voltage Busbar Supports & Connector | SMC/DMC Busbar Supports & Connector | Grip Type Supports | 340 | 172GP310-S (Heavy Duty Grip Support for 3R x 10mm Busbar-SMC ivory) | 297 | 3004940 | 85381090
296 | Raw Material | Thermoset RM | DMC/SMC Raw Material | Glass fibre | 208 | 170 Gsm Glass Fabric ( 32 X 32 ) (170 Gsm Glass Fabric ( 32 X 32 )) | 296 | 1001178 | 85381090
295 | Finished Good | Low Voltage Busbar Supports & Connector | SMC/DMC Busbar Supports & Connector | Insulators for Vertical/Horizontal Bars | 323 | 16P-414/000 (Unipolar BBS- 4R x 12mm Busbar-180mm Long-SMC Ivory ) | 295 | 3004895 | 85381090
294 | Finished Good | Low Voltage Standoff Insulators | Thermoset DMC/BMC Insulators | Full Hexagonal Insulator | 205 | 16 HH650(M6)-SS (Full Hex AF-16mm X 50mm - M6 SS Insert ) | 294 | 3005461 | 85381090
293 | Finished Good | Low Voltage Standoff Insulators | Thermoset DMC/BMC Insulators | Full Hexagonal Insulator | 205 | 16 HH650(M6)-MS (Full Hex AF-16mm X 50mm - M6 MS Insert ) | 293 | 3005854 | 85381090
292 | Finished Good | Low Voltage Standoff Insulators | Thermoset DMC/BMC Insulators | Full Hexagonal Insulator | 205 | 16 HH650(M6)-BR (Full Hex AF-16mm X 50mm - M6 BR Insert ) | 292 | 3005723 | 85381090
291 | Finished Good | Low Voltage Standoff Insulators | Thermoset DMC/BMC Insulators | Full Hexagonal Insulator | 205 | 16 HH650(M6)-AL (Full Hex AF-16mm X 50mm - M6 AL Insert ) | 291 | 3005592 | 85381090
290 | Finished Good | Low Voltage Standoff Insulators | Thermoset DMC/BMC Insulators | Full Hexagonal Insulator | 205 | 16 HH645(M6)-SS (Full Hex AF-16mm X 45mm - M6 SS Insert ) | 290 | 3005462 | 85381090
289 | Finished Good | Low Voltage Standoff Insulators | Thermoset DMC/BMC Insulators | Full Hexagonal Insulator | 205 | 16 HH645(M6)-MS (Full Hex AF-16mm X 45mm - M6 MS Insert ) | 289 | 3005855 | 85381090
288 | Finished Good | Low Voltage Standoff Insulators | Thermoset DMC/BMC Insulators | Full Hexagonal Insulator | 205 | 16 HH645(M6)-BR (Full Hex AF-16mm X 45mm - M6 BR Insert ) | 288 | 3005724 | 85381090
287 | Finished Good | Low Voltage Standoff Insulators | Thermoset DMC/BMC Insulators | Full Hexagonal Insulator | 205 | 16 HH645(M6)-AL (Full Hex AF-16mm X 45mm - M6 AL Insert ) | 287 | 3005593 | 85381090
286 | Finished Good | Low Voltage Standoff Insulators | Thermoset DMC/BMC Insulators | Full Hexagonal Insulator | 205 | 16 HH640(M6)-SS (Full Hex AF-16mm X 40mm - M6 SS Insert ) | 286 | 3005463 | 85381090
285 | Finished Good | Low Voltage Standoff Insulators | Thermoset DMC/BMC Insulators | Full Hexagonal Insulator | 205 | 16 HH640(M6)-MS (Full Hex AF-16mm X 40mm - M6 MS Insert ) | 285 | 3005856 | 85381090
284 | Finished Good | Low Voltage Standoff Insulators | Thermoset DMC/BMC Insulators | Full Hexagonal Insulator | 205 | 16 HH640(M6)-BR (Full Hex AF-16mm X 40mm - M6 BR Insert ) | 284 | 3005725 | 85381090
283 | Finished Good | Low Voltage Standoff Insulators | Thermoset DMC/BMC Insulators | Full Hexagonal Insulator | 205 | 16 HH640(M6)-AL (Full Hex AF-16mm X 40mm - M6 AL Insert ) | 283 | 3005594 | 85381090
282 | Finished Good | Low Voltage Standoff Insulators | Thermoset DMC/BMC Insulators | Full Hexagonal Insulator | 205 | 16 HH635(M6)-SS (Full Hex AF-16mm X 35mm - M6 SS Insert ) | 282 | 3005464 | 85381090
281 | Finished Good | Low Voltage Standoff Insulators | Thermoset DMC/BMC Insulators | Full Hexagonal Insulator | 205 | 16 HH635(M6)-MS (Full Hex AF-16mm X 35mm - M6 MS Insert ) | 281 | 3005857 | 85381090
280 | Finished Good | Low Voltage Standoff Insulators | Thermoset DMC/BMC Insulators | Full Hexagonal Insulator | 205 | 16 HH635(M6)-BR (Full Hex AF-16mm X 35mm - M6 BR Insert ) | 280 | 3005726 | 85381090
279 | Finished Good | Low Voltage Standoff Insulators | Thermoset DMC/BMC Insulators | Full Hexagonal Insulator | 205 | 16 HH635(M6)-AL (Full Hex AF-16mm X 35mm - M6 AL Insert ) | 279 | 3005595 | 85381090
278 | Finished Good | Low Voltage Standoff Insulators | Thermoset DMC/BMC Insulators | Full Hexagonal Insulator | 205 | 16 HH630(M6)-SS (Full Hex AF-16mm X 30mm - M6 SS Insert ) | 278 | 3005465 | 85381090
277 | Finished Good | Low Voltage Standoff Insulators | Thermoset DMC/BMC Insulators | Full Hexagonal Insulator | 205 | 16 HH630(M6)-MS (Full Hex AF-16mm X 30mm - M6 MS Insert ) | 277 | 3005858 | 85381090
276 | Finished Good | Low Voltage Standoff Insulators | Thermoset DMC/BMC Insulators | Full Hexagonal Insulator | 205 | 16 HH630(M6)-BR (Full Hex AF-16mm X 30mm - M6 BR Insert ) | 276 | 3005727 | 85381090
275 | Finished Good | Low Voltage Standoff Insulators | Thermoset DMC/BMC Insulators | Full Hexagonal Insulator | 205 | 16 HH630(M6)-AL (Full Hex AF-16mm X 30mm - M6 AL Insert ) | 275 | 3005596 | 85381090
274 | Finished Good | Low Voltage Standoff Insulators | Thermoset DMC/BMC Insulators | Full Hexagonal Insulator | 205 | 16 HH625(M6)-SS (Full Hex AF-16mm X 25mm - M6 SS Insert ) | 274 | 3005466 | 85381090
273 | Finished Good | Low Voltage Standoff Insulators | Thermoset DMC/BMC Insulators | Full Hexagonal Insulator | 205 | 16 HH625(M6)-MS (Full Hex AF-16mm X 25mm - M6 MS Insert ) | 273 | 3005859 | 85381090
272 | Finished Good | Low Voltage Standoff Insulators | Thermoset DMC/BMC Insulators | Full Hexagonal Insulator | 205 | 16 HH625(M6)-BR (Full Hex AF-16mm X 25mm - M6 BR Insert ) | 272 | 3005728 | 85381090
271 | Finished Good | Low Voltage Standoff Insulators | Thermoset DMC/BMC Insulators | Full Hexagonal Insulator | 205 | 16 HH625(M6)-AL (Full Hex AF-16mm X 25mm - M6 AL Insert ) | 271 | 3005597 | 85381090
270 | Finished Good | Low Voltage Standoff Insulators | Thermoset DMC/BMC Insulators | Full Hexagonal Insulator | 205 | 16 HH620(M6)-SS (Full Hex AF-16mm X 20mm - M6 SS Insert ) | 270 | 3005467 | 85381090
269 | Finished Good | Low Voltage Standoff Insulators | Thermoset DMC/BMC Insulators | Full Hexagonal Insulator | 205 | 16 HH620(M6)-MS (Full Hex AF-16mm X 20mm - M6 MS Insert ) | 269 | 3005860 | 85381090
268 | Finished Good | Low Voltage Standoff Insulators | Thermoset DMC/BMC Insulators | Full Hexagonal Insulator | 205 | 16 HH620(M6)-BR (Full Hex AF-16mm X 20mm - M6 BR Insert ) | 268 | 3005729 | 85381090
267 | Finished Good | Low Voltage Standoff Insulators | Thermoset DMC/BMC Insulators | Full Hexagonal Insulator | 205 | 16 HH620(M6)-AL (Full Hex AF-16mm X 20mm - M6 AL Insert ) | 267 | 3005598 | 85381090
266 | Finished Good | Low Voltage Standoff Insulators | Thermoset DMC/BMC Insulators | Full Hexagonal Insulator | 205 | 16 HH615(M6)-SS (Full Hex AF-16mm X 15mm - M6 SS Insert ) | 266 | 3005468 | 85381090
265 | Finished Good | Low Voltage Standoff Insulators | Thermoset DMC/BMC Insulators | Full Hexagonal Insulator | 205 | 16 HH615(M6)-MS (Full Hex AF-16mm X 15mm - M6 MS Insert ) | 265 | 3005861 | 85381090
264 | Finished Good | Low Voltage Standoff Insulators | Thermoset DMC/BMC Insulators | Full Hexagonal Insulator | 205 | 16 HH615(M6)-BR (Full Hex AF-16mm X 15mm - M6 BR Insert ) | 264 | 3005730 | 85381090
263 | Finished Good | Low Voltage Standoff Insulators | Thermoset DMC/BMC Insulators | Full Hexagonal Insulator | 205 | 16 HH615(M6)-AL (Full Hex AF-16mm X 15mm - M6 AL Insert ) | 263 | 3005599 | 85381090
262 | Finished Good | Low Voltage Standoff Insulators | Thermoset DMC/BMC Insulators | Full Hexagonal Insulator | 205 | 16 HH550(M5)-SS (Full Hex AF-16mm X 50mm - M5 SS Insert ) | 262 | 3005469 | 85381090
261 | Finished Good | Low Voltage Standoff Insulators | Thermoset DMC/BMC Insulators | Full Hexagonal Insulator | 205 | 16 HH550(M5)-MS (Full Hex AF-16mm X 50mm - M5 MS Insert ) | 261 | 3005862 | 85381090
260 | Finished Good | Low Voltage Standoff Insulators | Thermoset DMC/BMC Insulators | Full Hexagonal Insulator | 205 | 16 HH550(M5)-BR (Full Hex AF-16mm X 50mm - M5 BR Insert ) | 260 | 3005731 | 85381090
259 | Finished Good | Low Voltage Standoff Insulators | Thermoset DMC/BMC Insulators | Full Hexagonal Insulator | 205 | 16 HH550(M5)-AL (Full Hex AF-16mm X 50mm - M5 AL Insert ) | 259 | 3005600 | 85381090
258 | Finished Good | Low Voltage Standoff Insulators | Thermoset DMC/BMC Insulators | Full Hexagonal Insulator | 205 | 16 HH545(M5)-SS (Full Hex AF-16mm X 45mm - M5 SS Insert ) | 258 | 3005470 | 85381090
257 | Finished Good | Low Voltage Standoff Insulators | Thermoset DMC/BMC Insulators | Full Hexagonal Insulator | 205 | 16 HH545(M5)-MS (Full Hex AF-16mm X 45mm - M5 MS Insert ) | 257 | 3005863 | 85381090
256 | Finished Good | Low Voltage Standoff Insulators | Thermoset DMC/BMC Insulators | Full Hexagonal Insulator | 205 | 16 HH545(M5)-BR (Full Hex AF-16mm X 45mm - M5 BR Insert ) | 256 | 3005732 | 85381090
255 | Finished Good | Low Voltage Standoff Insulators | Thermoset DMC/BMC Insulators | Full Hexagonal Insulator | 205 | 16 HH545(M5)-AL (Full Hex AF-16mm X 45mm - M5 AL Insert ) | 255 | 3005601 | 85381090
254 | Finished Good | Low Voltage Standoff Insulators | Thermoset DMC/BMC Insulators | Full Hexagonal Insulator | 205 | 16 HH540(M5)-SS (Full Hex AF-16mm X 40mm - M5 SS Insert ) | 254 | 3005471 | 85381090
253 | Finished Good | Low Voltage Standoff Insulators | Thermoset DMC/BMC Insulators | Full Hexagonal Insulator | 205 | 16 HH540(M5)-MS (Full Hex AF-16mm X 40mm - M5 MS Insert ) | 253 | 3005864 | 85381090
252 | Finished Good | Low Voltage Standoff Insulators | Thermoset DMC/BMC Insulators | Full Hexagonal Insulator | 205 | 16 HH540(M5)-BR (Full Hex AF-16mm X 40mm - M5 BR Insert ) | 252 | 3005733 | 85381090
251 | Finished Good | Low Voltage Standoff Insulators | Thermoset DMC/BMC Insulators | Full Hexagonal Insulator | 205 | 16 HH540(M5)-AL (Full Hex AF-16mm X 40mm - M5 AL Insert ) | 251 | 3005602 | 85381090
250 | Finished Good | Low Voltage Standoff Insulators | Thermoset DMC/BMC Insulators | Full Hexagonal Insulator | 205 | 16 HH535(M5)-SS (Full Hex AF-16mm X 35mm - M5 SS Insert ) | 250 | 3005472 | 85381090
249 | Finished Good | Low Voltage Standoff Insulators | Thermoset DMC/BMC Insulators | Full Hexagonal Insulator | 205 | 16 HH535(M5)-MS (Full Hex AF-16mm X 35mm - M5 MS Insert ) | 249 | 3005865 | 85381090
248 | Finished Good | Low Voltage Standoff Insulators | Thermoset DMC/BMC Insulators | Full Hexagonal Insulator | 205 | 16 HH535(M5)-BR (Full Hex AF-16mm X 35mm - M5 BR Insert ) | 248 | 3005734 | 85381090
247 | Finished Good | Low Voltage Standoff Insulators | Thermoset DMC/BMC Insulators | Full Hexagonal Insulator | 205 | 16 HH535(M5)-AL (Full Hex AF-16mm X 35mm - M5 AL Insert ) | 247 | 3005603 | 85381090
246 | Finished Good | Low Voltage Standoff Insulators | Thermoset DMC/BMC Insulators | Full Hexagonal Insulator | 205 | 16 HH530(M5)-SS (Full Hex AF-16mm X 30mm - M5 SS Insert ) | 246 | 3005473 | 85381090
245 | Finished Good | Low Voltage Standoff Insulators | Thermoset DMC/BMC Insulators | Full Hexagonal Insulator | 205 | 16 HH530(M5)-MS (Full Hex AF-16mm X 30mm - M5 MS Insert ) | 245 | 3005866 | 85381090
244 | Finished Good | Low Voltage Standoff Insulators | Thermoset DMC/BMC Insulators | Full Hexagonal Insulator | 205 | 16 HH530(M5)-BR (Full Hex AF-16mm X 30mm - M5 BR Insert ) | 244 | 3005735 | 85381090
243 | Finished Good | Low Voltage Standoff Insulators | Thermoset DMC/BMC Insulators | Full Hexagonal Insulator | 205 | 16 HH530(M5)-AL (Full Hex AF-16mm X 30mm - M5 AL Insert ) | 243 | 3005604 | 85381090
242 | Finished Good | Low Voltage Standoff Insulators | Thermoset DMC/BMC Insulators | Full Hexagonal Insulator | 205 | 16 HH525(M5)-SS (Full Hex AF-16mm X 25mm - M5 SS Insert ) | 242 | 3005474 | 85381090
241 | Finished Good | Low Voltage Standoff Insulators | Thermoset DMC/BMC Insulators | Full Hexagonal Insulator | 205 | 16 HH525(M5)-MS (Full Hex AF-16mm X 25mm - M5 MS Insert ) | 241 | 3005867 | 85381090
240 | Finished Good | Low Voltage Standoff Insulators | Thermoset DMC/BMC Insulators | Full Hexagonal Insulator | 205 | 16 HH525(M5)-BR (Full Hex AF-16mm X 25mm - M5 BR Insert ) | 240 | 3005736 | 85381090
239 | Finished Good | Low Voltage Standoff Insulators | Thermoset DMC/BMC Insulators | Full Hexagonal Insulator | 205 | 16 HH525(M5)-AL (Full Hex AF-16mm X 25mm - M5 AL Insert ) | 239 | 3005605 | 85381090
238 | Finished Good | Low Voltage Standoff Insulators | Thermoset DMC/BMC Insulators | Full Hexagonal Insulator | 205 | 16 HH520(M5)-SS (Full Hex AF-16mm X 20mm - M5 SS Insert ) | 238 | 3005475 | 85381090
237 | Finished Good | Low Voltage Standoff Insulators | Thermoset DMC/BMC Insulators | Full Hexagonal Insulator | 205 | 16 HH520(M5)-MS (Full Hex AF-16mm X 20mm - M5 MS Insert ) | 237 | 3005868 | 85381090
236 | Finished Good | Low Voltage Standoff Insulators | Thermoset DMC/BMC Insulators | Full Hexagonal Insulator | 205 | 16 HH520(M5)-BR (Full Hex AF-16mm X 20mm - M5 BR Insert ) | 236 | 3005737 | 85381090
235 | Finished Good | Low Voltage Standoff Insulators | Thermoset DMC/BMC Insulators | Full Hexagonal Insulator | 205 | 16 HH520(M5)-AL (Full Hex AF-16mm X 20mm - M5 AL Insert ) | 235 | 3005606 | 85381090
234 | Finished Good | Low Voltage Standoff Insulators | Thermoset DMC/BMC Insulators | Full Hexagonal Insulator | 205 | 16 HH515(M5) -SS (Full Hex AF-16mm X 15mm - M5 SS Insert ) | 234 | 3005476 | 85381090
233 | Finished Good | Low Voltage Standoff Insulators | Thermoset DMC/BMC Insulators | Full Hexagonal Insulator | 205 | 16 HH515(M5) -MS (Full Hex AF-16mm X 15mm - M5 MS Insert ) | 233 | 3005869 | 85381090
232 | Finished Good | Low Voltage Standoff Insulators | Thermoset DMC/BMC Insulators | Full Hexagonal Insulator | 205 | 16 HH515(M5) -BR (Full Hex AF-16mm X 15mm - M5 BR Insert ) | 232 | 3005738 | 85381090
231 | Finished Good | Low Voltage Standoff Insulators | Thermoset DMC/BMC Insulators | Full Hexagonal Insulator | 205 | 16 HH515(M5) -AL (Full Hex AF-16mm X 15mm - M5 AL Insert ) | 231 | 3005607 | 85381090
230 | Finished Good | Low Voltage Busbar Supports & Connector | SMC/DMC Busbar Supports & Connector | Insulators for Vertical/Horizontal Bars | 323 | 15P-436(M6) (Special Customized Support - M6/M5 MS Insert- 165mm Long ) | 230 | 3004896 | 85381090
229 | Finished Good | Low Voltage Busbar Supports & Connector | SMC/DMC Busbar Supports & Connector | Finger Supports | 320 | 151T-S (Finger Support (25 x 100 ) - for 3 runs of 10mm busbar-SMC Ivory) | 229 | 3004976 | 85381090
228 | Finished Good | Low Voltage Busbar Supports & Connector | SMC/DMC Busbar Supports & Connector | Finger Supports | 320 | 151T-D (Finger Support (25 x 100 ) - for 3 runs of 10mm busbar-DMC Red) | 228 | 3004810 | 85381090
227 | Finished Good | Low Voltage Busbar Supports & Connector | SMC/DMC Busbar Supports & Connector | Finger Supports | 320 | 151K-S (Finger Support (20 x 100 ) - for 3 runs of 10mm busbar-SMC Ivory ) | 227 | 3004980 | 85381090
226 | Finished Good | Low Voltage Busbar Supports & Connector | SMC/DMC Busbar Supports & Connector | Finger Supports | 320 | 151K-D (Finger Support (20 x 100 ) - for 3 runs of 10mm busbar-DMC Red ) | 226 | 3004814 | 85381090
225 | Finished Good | Low Voltage Busbar Supports & Connector | SMC/DMC Busbar Supports & Connector | Insulators for Vertical/Horizontal Bars | 323 | 14P-511/314 (Unipolar BBS- 5R x 10mm & 3R x 12mm Busbar-155mm Long-SMC Ivory ) | 225 | 3004897 | 85381090
224 | Finished Good | Low Voltage Busbar Supports & Connector | SMC/DMC Busbar Supports & Connector | Insulators for Vertical/Horizontal Bars | 323 | 14P-511/311 (Unipolar BBS- 5R x 10mm & 3R x 10mm Busbar-155mm Long-SMC Ivory ) | 224 | 3004899 | 85381090
223 | Finished Good | Low Voltage Busbar Supports & Connector | SMC/DMC Busbar Supports & Connector | Insulators for Vertical/Horizontal Bars | 323 | 14P-411/314 (Unipolar BBS- 4R x 10mm & 3R x 12mm Busbar-155mm Long-SMC Ivory ) | 223 | 3004898 | 85381090
222 | Finished Good | Low Voltage Busbar Supports & Connector | SMC/DMC Busbar Supports & Connector | Insulators for Vertical/Horizontal Bars | 323 | 14P-411/000 (Unipolar BBS- 4R x 10mm Busbar-155mm Long-SMC Ivory ) | 222 | 3004901 | 85381090
221 | Finished Good | Low Voltage Busbar Supports & Connector | SMC/DMC Busbar Supports & Connector | Insulators for Vertical/Horizontal Bars | 323 | 14P-314/000 (Unipolar BBS- 3R x 12mm Busbar-155mm Long-SMC Ivory ) | 221 | 3004900 | 85381090
220 | Raw Material | Packaging material | Packing boxes | Inner/Outer boxes | 212 | 14P otr (14P OUTER) | 220 | 1001475 | 85381090
219 | Raw Material | Packaging material | Packing boxes | Inner/Outer boxes | 212 | 14P PRINT inr (14P PRINT INNER) | 219 | 1001476 | 85381090
218 | Finished Good | Low Voltage Standoff Insulators | Thermoset DMC/BMC Insulators | Full Hex DMC spacer | 206 | 14HHDS90-M6.07-F6.07-SS (Full Hex DMC Spacer Male Female M6 x 90mm -SS ) | 218 | 3005486 | 85381090
217 | Finished Good | Low Voltage Standoff Insulators | Thermoset DMC/BMC Insulators | Full Hex DMC spacer | 206 | 14HHDS90-M6.07-F6.07-MS (Full Hex DMC Spacer Male Female M6 x 90mm -MS ) | 217 | 3005879 | 85381090
216 | Finished Good | Low Voltage Standoff Insulators | Thermoset DMC/BMC Insulators | Full Hex DMC spacer | 206 | 14HHDS90-M6.07-F6.07-BR (Full Hex DMC Spacer Male Female M6 x 90mm -BR ) | 216 | 3005748 | 85381090
215 | Finished Good | Low Voltage Standoff Insulators | Thermoset DMC/BMC Insulators | Full Hex DMC spacer | 206 | 14HHDS90-M6.07-F6.07-AL (Full Hex DMC Spacer Male Female M6 x 90mm -AL ) | 215 | 3005617 | 85381090
214 | Finished Good | Low Voltage Standoff Insulators | Thermoset DMC/BMC Insulators | Full Hex DMC spacer | 206 | 14HHDS90-M5.07-F5.07-SS (Full Hex DMC Spacer Male Female M5 x 90mm -SS ) | 214 | 3005498 | 85381090
213 | Finished Good | Low Voltage Standoff Insulators | Thermoset DMC/BMC Insulators | Full Hex DMC spacer | 206 | 14HHDS90-M5.07-F5.07-MS (Full Hex DMC Spacer Male Female M5 x 90mm -MS ) | 213 | 3005891 | 85381090
212 | Finished Good | Low Voltage Standoff Insulators | Thermoset DMC/BMC Insulators | Full Hex DMC spacer | 206 | 14HHDS90-M5.07-F5.07-BR (Full Hex DMC Spacer Male Female M5 x 90mm -BR ) | 212 | 3005760 | 85381090
211 | Finished Good | Low Voltage Standoff Insulators | Thermoset DMC/BMC Insulators | Full Hex DMC spacer | 206 | 14HHDS90-M5.07-F5.07-AL (Full Hex DMC Spacer Male Female M5 x 90mm -AL ) | 211 | 3005629 | 85381090
210 | Finished Good | Low Voltage Standoff Insulators | Thermoset DMC/BMC Insulators | Full Hex DMC spacer | 206 | 14HHDS80-M6.07-F6.07-SS (Full Hex DMC Spacer Male Female M6 x 80mm -SS ) | 210 | 3005487 | 85381090
209 | Finished Good | Low Voltage Standoff Insulators | Thermoset DMC/BMC Insulators | Full Hex DMC spacer | 206 | 14HHDS80-M6.07-F6.07-MS (Full Hex DMC Spacer Male Female M6 x 80mm -MS ) | 209 | 3005880 | 85381090
208 | Finished Good | Low Voltage Standoff Insulators | Thermoset DMC/BMC Insulators | Full Hex DMC spacer | 206 | 14HHDS80-M6.07-F6.07-BR (Full Hex DMC Spacer Male Female M6 x 80mm -BR ) | 208 | 3005749 | 85381090
207 | Finished Good | Low Voltage Standoff Insulators | Thermoset DMC/BMC Insulators | Full Hex DMC spacer | 206 | 14HHDS80-M6.07-F6.07-AL (Full Hex DMC Spacer Male Female M6 x 80mm -AL ) | 207 | 3005618 | 85381090
206 | Finished Good | Low Voltage Standoff Insulators | Thermoset DMC/BMC Insulators | Full Hex DMC spacer | 206 | 14HHDS80-M5.07-F5.07-SS (Full Hex DMC Spacer Male Female M5 x 80mm -SS ) | 206 | 3005499 | 85381090
205 | Finished Good | Low Voltage Standoff Insulators | Thermoset DMC/BMC Insulators | Full Hex DMC spacer | 206 | 14HHDS80-M5.07-F5.07-MS (Full Hex DMC Spacer Male Female M5 x 80mm -MS ) | 205 | 3005892 | 85381090
204 | Finished Good | Low Voltage Standoff Insulators | Thermoset DMC/BMC Insulators | Full Hex DMC spacer | 206 | 14HHDS80-M5.07-F5.07-BR (Full Hex DMC Spacer Male Female M5 x 80mm -BR ) | 204 | 3005761 | 85381090
203 | Finished Good | Low Voltage Standoff Insulators | Thermoset DMC/BMC Insulators | Full Hex DMC spacer | 206 | 14HHDS80-M5.07-F5.07-AL (Full Hex DMC Spacer Male Female M5 x 80mm -AL ) | 203 | 3005630 | 85381090
202 | Finished Good | Low Voltage Standoff Insulators | Thermoset DMC/BMC Insulators | Full Hex DMC spacer | 206 | 14HHDS70-M6.07-F6.07-SS (Full Hex DMC Spacer Male Female M6 x 70mm -SS ) | 202 | 3005488 | 85381090
201 | Finished Good | Low Voltage Standoff Insulators | Thermoset DMC/BMC Insulators | Full Hex DMC spacer | 206 | 14HHDS70-M6.07-F6.07-MS (Full Hex DMC Spacer Male Female M6 x 70mm -MS ) | 201 | 3005881 | 85381090
200 | Finished Good | Low Voltage Standoff Insulators | Thermoset DMC/BMC Insulators | Full Hex DMC spacer | 206 | 14HHDS70-M6.07-F6.07-BR (Full Hex DMC Spacer Male Female M6 x 70mm -BR ) | 200 | 3005750 | 85381090
199 | Finished Good | Low Voltage Standoff Insulators | Thermoset DMC/BMC Insulators | Full Hex DMC spacer | 206 | 14HHDS70-M6.07-F6.07-AL (Full Hex DMC Spacer Male Female M6 x 70mm -AL ) | 199 | 3005619 | 85381090
198 | Finished Good | Low Voltage Standoff Insulators | Thermoset DMC/BMC Insulators | Full Hex DMC spacer | 206 | 14HHDS70-M5.07-F5.07-SS (Full Hex DMC Spacer Male Female M5 x 70mm -SS ) | 198 | 3005500 | 85381090
197 | Finished Good | Low Voltage Standoff Insulators | Thermoset DMC/BMC Insulators | Full Hex DMC spacer | 206 | 14HHDS70-M5.07-F5.07-MS (Full Hex DMC Spacer Male Female M5 x 70mm -MS ) | 197 | 3005893 | 85381090
196 | Finished Good | Low Voltage Standoff Insulators | Thermoset DMC/BMC Insulators | Full Hex DMC spacer | 206 | 14HHDS70-M5.07-F5.07-BR (Full Hex DMC Spacer Male Female M5 x 70mm -BR ) | 196 | 3005762 | 85381090
195 | Finished Good | Low Voltage Standoff Insulators | Thermoset DMC/BMC Insulators | Full Hex DMC spacer | 206 | 14HHDS70-M5.07-F5.07-AL (Full Hex DMC Spacer Male Female M5 x 70mm -AL ) | 195 | 3005631 | 85381090
194 | Finished Good | Low Voltage Standoff Insulators | Thermoset DMC/BMC Insulators | Full Hex DMC spacer | 206 | 14HHDS60-M6.07-F6.07-SS (Full Hex DMC Spacer Male Female M6 x 60mm -SS ) | 194 | 3005489 | 85381090
193 | Finished Good | Low Voltage Standoff Insulators | Thermoset DMC/BMC Insulators | Full Hex DMC spacer | 206 | 14HHDS60-M6.07-F6.07-MS (Full Hex DMC Spacer Male Female M6 x 60mm -MS ) | 193 | 3005882 | 85381090
192 | Finished Good | Low Voltage Standoff Insulators | Thermoset DMC/BMC Insulators | Full Hex DMC spacer | 206 | 14HHDS60-M6.07-F6.07-BR (Full Hex DMC Spacer Male Female M6 x 60mm -BR ) | 192 | 3005751 | 85381090
191 | Finished Good | Low Voltage Standoff Insulators | Thermoset DMC/BMC Insulators | Full Hex DMC spacer | 206 | 14HHDS60-M6.07-F6.07-AL (Full Hex DMC Spacer Male Female M6 x 60mm -AL ) | 191 | 3005620 | 85381090
190 | Finished Good | Low Voltage Standoff Insulators | Thermoset DMC/BMC Insulators | Full Hex DMC spacer | 206 | 14HHDS60-M5.07-F5.07-SS (Full Hex DMC Spacer Male Female M5 x 60mm -SS ) | 190 | 3005501 | 85381090
189 | Finished Good | Low Voltage Standoff Insulators | Thermoset DMC/BMC Insulators | Full Hex DMC spacer | 206 | 14HHDS60-M5.07-F5.07-MS (Full Hex DMC Spacer Male Female M5 x 60mm -MS ) | 189 | 3005894 | 85381090
188 | Finished Good | Low Voltage Standoff Insulators | Thermoset DMC/BMC Insulators | Full Hex DMC spacer | 206 | 14HHDS60-M5.07-F5.07-BR (Full Hex DMC Spacer Male Female M5 x 60mm -BR ) | 188 | 3005763 | 85381090
187 | Finished Good | Low Voltage Standoff Insulators | Thermoset DMC/BMC Insulators | Full Hex DMC spacer | 206 | 14HHDS60-M5.07-F5.07-AL (Full Hex DMC Spacer Male Female M5 x 60mm -AL ) | 187 | 3005632 | 85381090
186 | Finished Good | Low Voltage Standoff Insulators | Thermoset DMC/BMC Insulators | Full Hex DMC spacer | 206 | 14HHDS50-M6.07-F6.07-SS (Full Hex DMC Spacer Male Female M6 x 50mm -SS ) | 186 | 3005490 | 85381090
185 | Finished Good | Low Voltage Standoff Insulators | Thermoset DMC/BMC Insulators | Full Hex DMC spacer | 206 | 14HHDS50-M6.07-F6.07-MS (Full Hex DMC Spacer Male Female M6 x 50mm -MS ) | 185 | 3005883 | 85381090
184 | Finished Good | Low Voltage Standoff Insulators | Thermoset DMC/BMC Insulators | Full Hex DMC spacer | 206 | 14HHDS50-M6.07-F6.07-BR (Full Hex DMC Spacer Male Female M6 x 50mm -BR ) | 184 | 3005752 | 85381090
183 | Finished Good | Low Voltage Standoff Insulators | Thermoset DMC/BMC Insulators | Full Hex DMC spacer | 206 | 14HHDS50-M6.07-F6.07-AL (Full Hex DMC Spacer Male Female M6 x 50mm -AL ) | 183 | 3005621 | 85381090
182 | Finished Good | Low Voltage Standoff Insulators | Thermoset DMC/BMC Insulators | Full Hex DMC spacer | 206 | 14HHDS50-M5.07-F5.07-SS (Full Hex DMC Spacer Male Female M5 x 50mm -SS ) | 182 | 3005502 | 85381090
181 | Finished Good | Low Voltage Standoff Insulators | Thermoset DMC/BMC Insulators | Full Hex DMC spacer | 206 | 14HHDS50-M5.07-F5.07-MS (Full Hex DMC Spacer Male Female M5 x 50mm -MS ) | 181 | 3005895 | 85381090
180 | Finished Good | Low Voltage Standoff Insulators | Thermoset DMC/BMC Insulators | Full Hex DMC spacer | 206 | 14HHDS50-M5.07-F5.07-BR (Full Hex DMC Spacer Male Female M5 x 50mm -BR ) | 180 | 3005764 | 85381090
179 | Finished Good | Low Voltage Standoff Insulators | Thermoset DMC/BMC Insulators | Full Hex DMC spacer | 206 | 14HHDS50-M5.07-F5.07-AL (Full Hex DMC Spacer Male Female M5 x 50mm -AL ) | 179 | 3005633 | 85381090
178 | Finished Good | Low Voltage Standoff Insulators | Thermoset DMC/BMC Insulators | Full Hex DMC spacer | 206 | 14HHDS45-M6.07-F6.07-SS (Full Hex DMC Spacer Male Female M6 x 45mm -SS ) | 178 | 3005491 | 85381090
177 | Finished Good | Low Voltage Standoff Insulators | Thermoset DMC/BMC Insulators | Full Hex DMC spacer | 206 | 14HHDS45-M6.07-F6.07-MS (Full Hex DMC Spacer Male Female M6 x 45mm -MS ) | 177 | 3005884 | 85381090
176 | Finished Good | Low Voltage Standoff Insulators | Thermoset DMC/BMC Insulators | Full Hex DMC spacer | 206 | 14HHDS45-M6.07-F6.07-BR (Full Hex DMC Spacer Male Female M6 x 45mm -BR ) | 176 | 3005753 | 85381090
175 | Finished Good | Low Voltage Standoff Insulators | Thermoset DMC/BMC Insulators | Full Hex DMC spacer | 206 | 14HHDS45-M6.07-F6.07-AL (Full Hex DMC Spacer Male Female M6 x 45mm -AL ) | 175 | 3005622 | 85381090
174 | Finished Good | Low Voltage Standoff Insulators | Thermoset DMC/BMC Insulators | Full Hex DMC spacer | 206 | 14HHDS45-M5.07-F5.07-SS (Full Hex DMC Spacer Male Female M5 x 45mm -SS ) | 174 | 3005503 | 85381090
173 | Finished Good | Low Voltage Standoff Insulators | Thermoset DMC/BMC Insulators | Full Hex DMC spacer | 206 | 14HHDS45-M5.07-F5.07-MS (Full Hex DMC Spacer Male Female M5 x 45mm -MS ) | 173 | 3005896 | 85381090
172 | Finished Good | Low Voltage Standoff Insulators | Thermoset DMC/BMC Insulators | Full Hex DMC spacer | 206 | 14HHDS45-M5.07-F5.07-BR (Full Hex DMC Spacer Male Female M5 x 45mm -BR ) | 172 | 3005765 | 85381090
171 | Finished Good | Low Voltage Standoff Insulators | Thermoset DMC/BMC Insulators | Full Hex DMC spacer | 206 | 14HHDS45-M5.07-F5.07-AL (Full Hex DMC Spacer Male Female M5 x 45mm -AL ) | 171 | 3005634 | 85381090
170 | Finished Good | Low Voltage Standoff Insulators | Thermoset DMC/BMC Insulators | Full Hex DMC spacer | 206 | 14HHDS40-M6.07-F6.07-SS (Full Hex DMC Spacer Male Female M6 x 40mm -SS ) | 170 | 3005492 | 85381090
169 | Finished Good | Low Voltage Standoff Insulators | Thermoset DMC/BMC Insulators | Full Hex DMC spacer | 206 | 14HHDS40-M6.07-F6.07-MS (Full Hex DMC Spacer Male Female M6 x 40mm -MS ) | 169 | 3005885 | 85381090
168 | Finished Good | Low Voltage Standoff Insulators | Thermoset DMC/BMC Insulators | Full Hex DMC spacer | 206 | 14HHDS40-M6.07-F6.07-BR (Full Hex DMC Spacer Male Female M6 x 40mm -BR ) | 168 | 3005754 | 85381090
167 | Finished Good | Low Voltage Standoff Insulators | Thermoset DMC/BMC Insulators | Full Hex DMC spacer | 206 | 14HHDS40-M6.07-F6.07-AL (Full Hex DMC Spacer Male Female M6 x 40mm -AL ) | 167 | 3005623 | 85381090
166 | Finished Good | Low Voltage Standoff Insulators | Thermoset DMC/BMC Insulators | Full Hex DMC spacer | 206 | 14HHDS40-M5.07-F5.07-SS (Full Hex DMC Spacer Male Female M5 x 40mm -SS ) | 166 | 3005504 | 85381090
165 | Finished Good | Low Voltage Standoff Insulators | Thermoset DMC/BMC Insulators | Full Hex DMC spacer | 206 | 14HHDS40-M5.07-F5.07-MS (Full Hex DMC Spacer Male Female M5 x 40mm -MS ) | 165 | 3005897 | 85381090
164 | Finished Good | Low Voltage Standoff Insulators | Thermoset DMC/BMC Insulators | Full Hex DMC spacer | 206 | 14HHDS40-M5.07-F5.07-BR (Full Hex DMC Spacer Male Female M5 x 40mm -BR ) | 164 | 3005766 | 85381090
163 | Finished Good | Low Voltage Standoff Insulators | Thermoset DMC/BMC Insulators | Full Hex DMC spacer | 206 | 14HHDS40-M5.07-F5.07-AL (Full Hex DMC Spacer Male Female M5 x 40mm -AL ) | 163 | 3005635 | 85381090
162 | Finished Good | Low Voltage Standoff Insulators | Thermoset DMC/BMC Insulators | Full Hex DMC spacer | 206 | 14HHDS35-M6.07-F6.07-SS (Full Hex DMC Spacer Male Female M6 x 35mm -SS ) | 162 | 3005493 | 85381090
161 | Finished Good | Low Voltage Standoff Insulators | Thermoset DMC/BMC Insulators | Full Hex DMC spacer | 206 | 14HHDS35-M6.07-F6.07-MS (Full Hex DMC Spacer Male Female M6 x 35mm -MS ) | 161 | 3005886 | 85381090
160 | Finished Good | Low Voltage Standoff Insulators | Thermoset DMC/BMC Insulators | Full Hex DMC spacer | 206 | 14HHDS35-M6.07-F6.07-BR (Full Hex DMC Spacer Male Female M6 x 35mm -BR ) | 160 | 3005755 | 85381090
159 | Finished Good | Low Voltage Standoff Insulators | Thermoset DMC/BMC Insulators | Full Hex DMC spacer | 206 | 14HHDS35-M6.07-F6.07-AL (Full Hex DMC Spacer Male Female M6 x 35mm -AL ) | 159 | 3005624 | 85381090
158 | Finished Good | Low Voltage Standoff Insulators | Thermoset DMC/BMC Insulators | Full Hex DMC spacer | 206 | 14HHDS35-M5.07-F5.07-SS (Full Hex DMC Spacer Male Female M5 x 35mm -SS ) | 158 | 3005505 | 85381090
157 | Finished Good | Low Voltage Standoff Insulators | Thermoset DMC/BMC Insulators | Full Hex DMC spacer | 206 | 14HHDS35-M5.07-F5.07-MS (Full Hex DMC Spacer Male Female M5 x 35mm -MS ) | 157 | 3005898 | 85381090
156 | Finished Good | Low Voltage Standoff Insulators | Thermoset DMC/BMC Insulators | Full Hex DMC spacer | 206 | 14HHDS35-M5.07-F5.07-BR (Full Hex DMC Spacer Male Female M5 x 35mm -BR ) | 156 | 3005767 | 85381090
155 | Finished Good | Low Voltage Standoff Insulators | Thermoset DMC/BMC Insulators | Full Hex DMC spacer | 206 | 14HHDS35-M5.07-F5.07-AL (Full Hex DMC Spacer Male Female M5 x 35mm -AL ) | 155 | 3005636 | 85381090
154 | Finished Good | Low Voltage Standoff Insulators | Thermoset DMC/BMC Insulators | Full Hex DMC spacer | 206 | 14HHDS30-M6.07-F6.07-SS (Full Hex DMC Spacer Male Female M6 x 30mm -SS ) | 154 | 3005494 | 85381090
153 | Finished Good | Low Voltage Standoff Insulators | Thermoset DMC/BMC Insulators | Full Hex DMC spacer | 206 | 14HHDS30-M6.07-F6.07-MS (Full Hex DMC Spacer Male Female M6 x 30mm -MS ) | 153 | 3005887 | 85381090
152 | Finished Good | Low Voltage Standoff Insulators | Thermoset DMC/BMC Insulators | Full Hex DMC spacer | 206 | 14HHDS30-M6.07-F6.07-BR (Full Hex DMC Spacer Male Female M6 x 30mm -BR ) | 152 | 3005756 | 85381090
151 | Finished Good | Low Voltage Standoff Insulators | Thermoset DMC/BMC Insulators | Full Hex DMC spacer | 206 | 14HHDS30-M6.07-F6.07-AL (Full Hex DMC Spacer Male Female M6 x 30mm -AL ) | 151 | 3005625 | 85381090
150 | Finished Good | Low Voltage Standoff Insulators | Thermoset DMC/BMC Insulators | Full Hex DMC spacer | 206 | 14HHDS30-M5.07-F5.07-SS (Full Hex DMC Spacer Male Female M5 x 30mm -SS ) | 150 | 3005506 | 85381090
149 | Finished Good | Low Voltage Standoff Insulators | Thermoset DMC/BMC Insulators | Full Hex DMC spacer | 206 | 14HHDS30-M5.07-F5.07-MS (Full Hex DMC Spacer Male Female M5 x 30mm -MS ) | 149 | 3005899 | 85381090
148 | Finished Good | Low Voltage Standoff Insulators | Thermoset DMC/BMC Insulators | Full Hex DMC spacer | 206 | 14HHDS30-M5.07-F5.07-BR (Full Hex DMC Spacer Male Female M5 x 30mm -BR ) | 148 | 3005768 | 85381090
147 | Finished Good | Low Voltage Standoff Insulators | Thermoset DMC/BMC Insulators | Full Hex DMC spacer | 206 | 14HHDS30-M5.07-F5.07-AL (Full Hex DMC Spacer Male Female M5 x 30mm -AL ) | 147 | 3005637 | 85381090
146 | Finished Good | Low Voltage Standoff Insulators | Thermoset DMC/BMC Insulators | Full Hex DMC spacer | 206 | 14HHDS25-M6.07-F6.07-SS (Full Hex DMC Spacer Male Female M6 x 25mm -SS ) | 146 | 3005495 | 85381090
145 | Finished Good | Low Voltage Standoff Insulators | Thermoset DMC/BMC Insulators | Full Hex DMC spacer | 206 | 14HHDS25-M6.07-F6.07-MS (Full Hex DMC Spacer Male Female M6 x 25mm -MS ) | 145 | 3005888 | 85381090
144 | Finished Good | Low Voltage Standoff Insulators | Thermoset DMC/BMC Insulators | Full Hex DMC spacer | 206 | 14HHDS25-M6.07-F6.07-BR (Full Hex DMC Spacer Male Female M6 x 25mm -BR ) | 144 | 3005757 | 85381090
143 | Finished Good | Low Voltage Standoff Insulators | Thermoset DMC/BMC Insulators | Full Hex DMC spacer | 206 | 14HHDS25-M6.07-F6.07-AL (Full Hex DMC Spacer Male Female M6 x 25mm -AL ) | 143 | 3005626 | 85381090
142 | Finished Good | Low Voltage Standoff Insulators | Thermoset DMC/BMC Insulators | Full Hex DMC spacer | 206 | 14HHDS25-M5.07-F5.07-SS (Full Hex DMC Spacer Male Female M5 x 25mm -SS ) | 142 | 3005507 | 85381090
141 | Finished Good | Low Voltage Standoff Insulators | Thermoset DMC/BMC Insulators | Full Hex DMC spacer | 206 | 14HHDS25-M5.07-F5.07-MS (Full Hex DMC Spacer Male Female M5 x 25mm -MS ) | 141 | 3005900 | 85381090
140 | Finished Good | Low Voltage Standoff Insulators | Thermoset DMC/BMC Insulators | Full Hex DMC spacer | 206 | 14HHDS25-M5.07-F5.07-BR (Full Hex DMC Spacer Male Female M5 x 25mm -BR ) | 140 | 3005769 | 85381090
139 | Finished Good | Low Voltage Standoff Insulators | Thermoset DMC/BMC Insulators | Full Hex DMC spacer | 206 | 14HHDS25-M5.07-F5.07-AL (Full Hex DMC Spacer Male Female M5 x 25mm -AL ) | 139 | 3005638 | 85381090
138 | Finished Good | Low Voltage Standoff Insulators | Thermoset DMC/BMC Insulators | Full Hex DMC spacer | 206 | 14HHDS120-M6.07-F6.07-SS (Full Hex DMC Spacer Male Female M6 x 120mm -SS ) | 138 | 3005484 | 85381090
137 | Finished Good | Low Voltage Standoff Insulators | Thermoset DMC/BMC Insulators | Full Hex DMC spacer | 206 | 14HHDS120-M6.07-F6.07-MS (Full Hex DMC Spacer Male Female M6 x 120mm -MS ) | 137 | 3005877 | 85381090
136 | Finished Good | Low Voltage Standoff Insulators | Thermoset DMC/BMC Insulators | Full Hex DMC spacer | 206 | 14HHDS120-M6.07-F6.07-BR (Full Hex DMC Spacer Male Female M6 x 120mm -BR ) | 136 | 3005746 | 85381090
135 | Finished Good | Low Voltage Standoff Insulators | Thermoset DMC/BMC Insulators | Full Hex DMC spacer | 206 | 14HHDS120-M6.07-F6.07-AL (Full Hex DMC Spacer Male Female M6 x 120mm -AL ) | 135 | 3005615 | 85381090
134 | Finished Good | Low Voltage Standoff Insulators | Thermoset DMC/BMC Insulators | Full Hex DMC spacer | 206 | 14HHDS120-M5.07-F5.07-SS (Full Hex DMC Spacer Male Female M5 x 120mm -SS ) | 134 | 3005496 | 85381090
133 | Finished Good | Low Voltage Standoff Insulators | Thermoset DMC/BMC Insulators | Full Hex DMC spacer | 206 | 14HHDS120-M5.07-F5.07-MS (Full Hex DMC Spacer Male Female M5 x 120mm -MS ) | 133 | 3005889 | 85381090
132 | Finished Good | Low Voltage Standoff Insulators | Thermoset DMC/BMC Insulators | Full Hex DMC spacer | 206 | 14HHDS120-M5.07-F5.07-BR (Full Hex DMC Spacer Male Female M5 x 120mm -BR ) | 132 | 3005758 | 85381090
131 | Finished Good | Low Voltage Standoff Insulators | Thermoset DMC/BMC Insulators | Full Hex DMC spacer | 206 | 14HHDS120-M5.07-F5.07-AL (Full Hex DMC Spacer Male Female M5 x 120mm -AL ) | 131 | 3005627 | 85381090
130 | Finished Good | Low Voltage Standoff Insulators | Thermoset DMC/BMC Insulators | Full Hex DMC spacer | 206 | 14HHDS100-M6.07-F6.07-SS (Full Hex DMC Spacer Male Female M6 x 100mm -SS ) | 130 | 3005485 | 85381090
129 | Finished Good | Low Voltage Standoff Insulators | Thermoset DMC/BMC Insulators | Full Hex DMC spacer | 206 | 14HHDS100-M6.07-F6.07-MS (Full Hex DMC Spacer Male Female M6 x 100mm -MS ) | 129 | 3005878 | 85381090
128 | Finished Good | Low Voltage Standoff Insulators | Thermoset DMC/BMC Insulators | Full Hex DMC spacer | 206 | 14HHDS100-M6.07-F6.07-BR (Full Hex DMC Spacer Male Female M6 x 100mm -BR ) | 128 | 3005747 | 85381090
127 | Finished Good | Low Voltage Standoff Insulators | Thermoset DMC/BMC Insulators | Full Hex DMC spacer | 206 | 14HHDS100-M6.07-F6.07-AL (Full Hex DMC Spacer Male Female M6 x 100mm -AL ) | 127 | 3005616 | 85381090
126 | Finished Good | Low Voltage Standoff Insulators | Thermoset DMC/BMC Insulators | Full Hex DMC spacer | 206 | 14HHDS100-M5.07-F5.07-SS (Full Hex DMC Spacer Male Female M5 x 100mm -SS ) | 126 | 3005497 | 85381090
125 | Finished Good | Low Voltage Standoff Insulators | Thermoset DMC/BMC Insulators | Full Hex DMC spacer | 206 | 14HHDS100-M5.07-F5.07-MS (Full Hex DMC Spacer Male Female M5 x 100mm -MS ) | 125 | 3005890 | 85381090
124 | Finished Good | Low Voltage Standoff Insulators | Thermoset DMC/BMC Insulators | Full Hex DMC spacer | 206 | 14HHDS100-M5.07-F5.07-BR (Full Hex DMC Spacer Male Female M5 x 100mm -BR ) | 124 | 3005759 | 85381090
123 | Finished Good | Low Voltage Standoff Insulators | Thermoset DMC/BMC Insulators | Full Hex DMC spacer | 206 | 14HHDS100-M5.07-F5.07-AL (Full Hex DMC Spacer Male Female M5 x 100mm -AL ) | 123 | 3005628 | 85381090
122 | Finished Good | Low Voltage Standoff Insulators | Thermoset DMC/BMC Insulators | Full Hexagonal Insulator | 205 | 14HH527(M5)-SS (Full Hex AF-14mm X 27mm - M5 SS Insert ) | 122 | 3005477 | 85381090
121 | Finished Good | Low Voltage Standoff Insulators | Thermoset DMC/BMC Insulators | Full Hexagonal Insulator | 205 | 14HH527(M5)-MS (Full Hex AF-14mm X 27mm - M5 MS Insert ) | 121 | 3005870 | 85381090
120 | Finished Good | Low Voltage Standoff Insulators | Thermoset DMC/BMC Insulators | Full Hexagonal Insulator | 205 | 14HH527(M5)-BR (Full Hex AF-14mm X 27mm - M5 BR Insert ) | 120 | 3005739 | 85381090
119 | Finished Good | Low Voltage Standoff Insulators | Thermoset DMC/BMC Insulators | Full Hexagonal Insulator | 205 | 14HH527(M5)-AL (Full Hex AF-14mm X 27mm - M5 AL Insert ) | 119 | 3005608 | 85381090
118 | Finished Good | Low Voltage Standoff Insulators | Thermoset DMC/BMC Insulators | Full Hexagonal Insulator | 205 | 14HH525(M5)-SS (Full Hex AF-14mm X 25mm - M5 SS Insert ) | 118 | 3005478 | 85381090
117 | Finished Good | Low Voltage Standoff Insulators | Thermoset DMC/BMC Insulators | Full Hexagonal Insulator | 205 | 14HH525(M5)-MS (Full Hex AF-14mm X 25mm - M5 MS Insert ) | 117 | 3005871 | 85381090
116 | Finished Good | Low Voltage Standoff Insulators | Thermoset DMC/BMC Insulators | Full Hexagonal Insulator | 205 | 14HH525(M5)-BR (Full Hex AF-14mm X 25mm - M5 BR Insert ) | 116 | 3005740 | 85381090
115 | Finished Good | Low Voltage Standoff Insulators | Thermoset DMC/BMC Insulators | Full Hexagonal Insulator | 205 | 14HH525(M5)-AL (Full Hex AF-14mm X 25mm - M5 AL Insert ) | 115 | 3005609 | 85381090
114 | Finished Good | Low Voltage Standoff Insulators | Thermoset DMC/BMC Insulators | Full Hexagonal Insulator | 205 | 14HH520(M5)-SS (Full Hex AF-14mm X 20mm - M5 SS Insert ) | 114 | 3005479 | 85381090
113 | Finished Good | Low Voltage Standoff Insulators | Thermoset DMC/BMC Insulators | Full Hexagonal Insulator | 205 | 14HH520(M5)-MS (Full Hex AF-14mm X 20mm - M5 MS Insert ) | 113 | 3005872 | 85381090
112 | Finished Good | Low Voltage Standoff Insulators | Thermoset DMC/BMC Insulators | Full Hexagonal Insulator | 205 | 14HH520(M5)-BR (Full Hex AF-14mm X 20mm - M5 BR Insert ) | 112 | 3005741 | 85381090
111 | Finished Good | Low Voltage Standoff Insulators | Thermoset DMC/BMC Insulators | Full Hexagonal Insulator | 205 | 14HH520(M5)-AL (Full Hex AF-14mm X 20mm - M5 AL Insert ) | 111 | 3005610 | 85381090
110 | Finished Good | Low Voltage Standoff Insulators | Thermoset DMC/BMC Insulators | Full Hexagonal Insulator | 205 | 14HH515(M5)-SS (Full Hex AF-14mm X 15mm - M5 SS Insert ) | 110 | 3005480 | 85381090
109 | Finished Good | Low Voltage Standoff Insulators | Thermoset DMC/BMC Insulators | Full Hexagonal Insulator | 205 | 14HH515(M5)-MS (Full Hex AF-14mm X 15mm - M5 MS Insert ) | 109 | 3005873 | 85381090
108 | Finished Good | Low Voltage Standoff Insulators | Thermoset DMC/BMC Insulators | Full Hexagonal Insulator | 205 | 14HH515(M5)-BR (Full Hex AF-14mm X 15mm - M5 BR Insert ) | 108 | 3005742 | 85381090
107 | Finished Good | Low Voltage Standoff Insulators | Thermoset DMC/BMC Insulators | Full Hexagonal Insulator | 205 | 14HH515(M5)-AL (Full Hex AF-14mm X 15mm - M5 AL Insert ) | 107 | 3005611 | 85381090
106 | Finished Good | Low Voltage Standoff Insulators | Thermoset DMC/BMC Insulators | Full Hexagonal Insulator | 205 | 14HH425(M4)-SS (Full Hex AF-14mm X 25mm - M4 SS Insert ) | 106 | 3005481 | 85381090
105 | Finished Good | Low Voltage Standoff Insulators | Thermoset DMC/BMC Insulators | Full Hexagonal Insulator | 205 | 14HH425(M4)-MS (Full Hex AF-14mm X 25mm - M4 MS Insert ) | 105 | 3005874 | 85381090
104 | Finished Good | Low Voltage Standoff Insulators | Thermoset DMC/BMC Insulators | Full Hexagonal Insulator | 205 | 14HH425(M4)-BR (Full Hex AF-14mm X 25mm - M4 BR Insert ) | 104 | 3005743 | 85381090
103 | Finished Good | Low Voltage Standoff Insulators | Thermoset DMC/BMC Insulators | Full Hexagonal Insulator | 205 | 14HH425(M4)-AL (Full Hex AF-14mm X 25mm - M4 AL Insert ) | 103 | 3005612 | 85381090
102 | Finished Good | Low Voltage Standoff Insulators | Thermoset DMC/BMC Insulators | Full Hexagonal Insulator | 205 | 14HH420(M4)-SS (Full Hex AF-14mm X 20mm - M4 SS Insert ) | 102 | 3005482 | 85381090
101 | Finished Good | Low Voltage Standoff Insulators | Thermoset DMC/BMC Insulators | Full Hexagonal Insulator | 205 | 14HH420(M4)-MS (Full Hex AF-14mm X 20mm - M4 MS Insert ) | 101 | 3005875 | 85381090
100 | Finished Good | Low Voltage Standoff Insulators | Thermoset DMC/BMC Insulators | Full Hexagonal Insulator | 205 | 14HH420(M4)-BR (Full Hex AF-14mm X 20mm - M4 BR Insert ) | 100 | 3005744 | 85381090
99 | Finished Good | Low Voltage Standoff Insulators | Thermoset DMC/BMC Insulators | Full Hexagonal Insulator | 205 | 14HH420(M4)-AL (Full Hex AF-14mm X 20mm - M4 AL Insert ) | 99 | 3005613 | 85381090
98 | Finished Good | Low Voltage Standoff Insulators | Thermoset DMC/BMC Insulators | Full Hexagonal Insulator | 205 | 14HH415(M4)-SS (Full Hex AF-14mm X 15mm - M4 SS Insert ) | 98 | 3005483 | 85381090
97 | Finished Good | Low Voltage Standoff Insulators | Thermoset DMC/BMC Insulators | Full Hexagonal Insulator | 205 | 14HH415(M4)-MS (Full Hex AF-14mm X 15mm - M4 MS Insert ) | 97 | 3005876 | 85381090
96 | Finished Good | Low Voltage Standoff Insulators | Thermoset DMC/BMC Insulators | Full Hexagonal Insulator | 205 | 14HH415(M4)-BR (Full Hex AF-14mm X 15mm - M4 BR Insert ) | 96 | 3005745 | 85381090
95 | Finished Good | Low Voltage Standoff Insulators | Thermoset DMC/BMC Insulators | Full Hexagonal Insulator | 205 | 14HH415(M4)-AL (Full Hex AF-14mm X 15mm - M4 AL Insert ) | 95 | 3005614 | 85381090
94 | Finished Good | Low Voltage Busbar Supports & Connector | SMC/DMC Busbar Supports & Connector | Grip Type Supports | 340 | 132GP210-S (Heavy Duty Grip Support for 2R x 10mm Busbar-SMC ivory) | 94 | 3004941 | 85381090
93 | Finished Good | Low Voltage Busbar Supports & Connector | Polyamide Busbar Supports & Connector | Polyamide Grip Supports | 333 | 132 PAGP 212-V0 (132PA Grip Support for 2 run of 12mm busbar-V0 Black Color ) | 93 | 3004452 | 85381090
92 | Finished Good | Low Voltage Busbar Supports & Connector | Polyamide Busbar Supports & Connector | Polyamide Grip Supports | 333 | 132 PAGP 212-HB (132PA Grip Support for 2 run of 12mm busbar-HB Natural Color ) | 92 | 3004454 | 85381090
91 | Finished Good | Low Voltage Busbar Supports & Connector | Polyamide Busbar Supports & Connector | Polyamide Grip Supports | 333 | 132 PAGP 210-V0 (132PA Grip Support for 2 run of 10mm busbar-V0 Black Color ) | 91 | 3004453 | 85381090
90 | Finished Good | Low Voltage Busbar Supports & Connector | Polyamide Busbar Supports & Connector | Polyamide Grip Supports | 333 | 132 PAGP 210-HB (132PA Grip Support for 2 run of 10mm busbar-HB Natural Color ) | 90 | 3004455 | 85381090
89 | Finished Good | Low Voltage Busbar Supports & Connector | SMC/DMC Busbar Supports & Connector | Finger Supports | 320 | 131T-S (Finger sprt (25 x 70 ) - 1 Slot - for 2 runs of 10mm busbar-SMC Ivory ) | 89 | 3004987 | 85381090
88 | Finished Good | Low Voltage Busbar Supports & Connector | SMC/DMC Busbar Supports & Connector | Finger Supports | 320 | 131T-D (Finger Support (25 x 70 ) - 1 Slot - for 2 runs of 10mm busbar-DMC Red ) | 88 | 3004821 | 85381090
87 | Finished Good | Low Voltage Busbar Supports & Connector | SMC/DMC Busbar Supports & Connector | Finger Supports | 320 | 131K-S (Finger sprt (20 x 70 ) - 1 Slot - for 2 runs of 10mm busbar-SMC Ivory ) | 87 | 3004992 | 85381090
86 | Finished Good | Low Voltage Busbar Supports & Connector | SMC/DMC Busbar Supports & Connector | Finger Supports | 320 | 131K-D (Finger Support (20 x 70 ) - 1 Slot - for 2 runs of 10mm busbar-DMC Red ) | 86 | 3004826 | 85381090
85 | Finished Good | Low Voltage Standoff Insulators | Thermoset DMC/BMC Insulators | BTC | 83 | 130-1341-01 Rev C (SS INSERT DMC US RED) | 85 | 3003574 | 85381090
84 | Finished Good | Low Voltage Standoff Insulators | Thermoset DMC/BMC Insulators | BTC | 83 | 130-1340-01 Rev B (SS INSERT DMC US RED) | 84 | 3003575 | 85381090
83 | Finished Good | Low Voltage Standoff Insulators | Thermoset DMC/BMC Insulators | BTC | 83 | 130-1325-01 130-1325-01 Rev C (SS Insert DMC US RED) | 83 | 3003576 | 85381090
82 | Finished Good | Low Voltage Busbar Supports & Connector | SMC/DMC Busbar Supports & Connector | Insulators for Vertical/Horizontal Bars | 323 | 12P-406/311 (Unipolar BBS- 4R x 6mm & 3R x 10mm Busbar-140mm Long-SMC Ivory ) | 82 | 3004902 | 85381090
81 | Raw Material | Packaging material | Packing boxes | Inner/Outer boxes | 212 | 12P PRINT inr (12P PRINT INNER) | 81 | 1001477 | 85381090
80 | Raw Material | Packaging material | Packing boxes | Inner/Outer boxes | 212 | 12P otr (12P OUTER) | 80 | 1001478 | 85381090
79 | Finished Good | Low Voltage Busbar Supports & Connector | SMC/DMC Busbar Supports & Connector | Insulators for Vertical/Horizontal Bars | 323 | 11P-406/311-H208 (Unipolar BBS for Horizontal busbar- 124mm Long-SMC Ivory ) | 79 | 3004903 | 85381090
78 | Finished Good | Low Voltage Busbar Supports & Connector | SMC/DMC Busbar Supports & Connector | Insulators for Vertical/Horizontal Bars | 323 | 11P-311/214 (Unipolar BBS- 3R x 10mm & 2R x 12mm Busbar-124mm Long-SMC Ivory ) | 78 | 3004905 | 85381090
77 | Finished Good | Low Voltage Busbar Supports & Connector | SMC/DMC Busbar Supports & Connector | Insulators for Vertical/Horizontal Bars | 323 | 11P-306/211 (Unipolar BBS- 3R x 6mm & 2R x 10mm Busbar-124mm Long-SMC Ivory ) | 77 | 3004906 | 85381090
76 | Raw Material | Packaging material | Packing boxes | Inner/Outer boxes | 212 | 11P wht inr (11P WHITE INNER) | 76 | 1001479 | 85381090
75 | Raw Material | Packaging material | Packing boxes | Inner/Outer boxes | 212 | 11P PRINT inr (11P PRINT INNER) | 75 | 1001480 | 85381090
74 | Raw Material | Packaging material | Packing boxes | Inner/Outer boxes | 212 | 11P PRINT inr (11P PRINT INNER) | 74 | 1001481 | 85381090
73 | Raw Material | Packaging material | Packing boxes | Inner/Outer boxes | 212 | 11P otr (11P OUTER) | 73 | 1001482 | 85381090
72 | Finished Good | Low Voltage Busbar Supports & Connector | SMC/DMC Busbar Supports & Connector | Finger Supports | 320 | 119T-S (Finger Support (25 x 70 ) -1 Slot - for 2 runs of 6mm busbar-SMC Ivory ) | 72 | 3004989 | 85381090
71 | Finished Good | Low Voltage Busbar Supports & Connector | SMC/DMC Busbar Supports & Connector | Finger Supports | 320 | 119T-D (Finger Support (25 x 70 ) -1 Slot - for 2 runs of 6mm busbar-DMC Red ) | 71 | 3004823 | 85381090
70 | Finished Good | Low Voltage Busbar Supports & Connector | SMC/DMC Busbar Supports & Connector | Finger Supports | 320 | 119K-S (Finger Support (20 x 70 ) -1 Slot - for 2 runs of 6mm busbar-SMC Ivory ) | 70 | 3004994 | 85381090
69 | Finished Good | Low Voltage Busbar Supports & Connector | SMC/DMC Busbar Supports & Connector | Finger Supports | 320 | 119K-D (Finger Support (20 x 70 ) -1 Slot - for 2 runs of 6mm busbar-DMC Red ) | 69 | 3004828 | 85381090
68 | Finished Good | Low Voltage Busbar Supports & Connector | SMC/DMC Busbar Supports & Connector | Finger Supports | 320 | 112W-S (Finger Support (14 x 60 ) - for 1 run of 12mm busbar-SMC Ivory) | 68 | 3005006 | 85381090
67 | Finished Good | Low Voltage Busbar Supports & Connector | SMC/DMC Busbar Supports & Connector | Finger Supports | 320 | 112W-D (Finger Support (14 x 60 ) - for 1 run of 12mm busbar-DMC Red) | 67 | 3004840 | 85381090
66 | Finished Good | Low Voltage Busbar Supports & Connector | SMC/DMC Busbar Supports & Connector | Finger Supports | 320 | 112T-S (Finger Support (25 x 70 ) - for 1 run of 12mm busbar-SMC Ivory ) | 66 | 3005000 | 85381090
65 | Finished Good | Low Voltage Busbar Supports & Connector | SMC/DMC Busbar Supports & Connector | Finger Supports | 320 | 112T-D (Finger Support (25 x 70 ) - for 1 run of 12mm busbar-DMC Red ) | 65 | 3004834 | 85381090
64 | Finished Good | Low Voltage Busbar Supports & Connector | SMC/DMC Busbar Supports & Connector | Finger Supports | 320 | 112S-S (Finger Support (14 x 50 ) - for 1 run of 12mm busbar-SMC Ivory) | 64 | 3005009 | 85381090
63 | Finished Good | Low Voltage Busbar Supports & Connector | SMC/DMC Busbar Supports & Connector | Finger Supports | 320 | 112S-D (Finger Support (14 x 50 ) - for 1 run of 12mm busbar-DMC Red) | 63 | 3004843 | 85381090
62 | Finished Good | Low Voltage Busbar Supports & Connector | SMC/DMC Busbar Supports & Connector | Finger Supports | 320 | 112K-S (Finger Support (20 x 70 ) - for 1 run of 12mm busbar-SMC Ivory ) | 62 | 3005003 | 85381090
61 | Finished Good | Low Voltage Busbar Supports & Connector | SMC/DMC Busbar Supports & Connector | Finger Supports | 320 | 112K-D (Finger Support (20 x 70 ) - for 1 run of 12mm busbar-DMC Red ) | 61 | 3004837 | 85381090
60 | Finished Good | Low Voltage Busbar Supports & Connector | SMC/DMC Busbar Supports & Connector | Finger Supports | 320 | 112H-S (Finger Support (30 x 70 ) - for 1 run of 12mm busbar-SMC Ivory ) | 60 | 3004999 | 85381090
59 | Finished Good | Low Voltage Busbar Supports & Connector | SMC/DMC Busbar Supports & Connector | Finger Supports | 320 | 112H-D (Finger Support (30 x 70 ) - for 1 run of 12mm busbar-DMC Red ) | 59 | 3004833 | 85381090
58 | Finished Good | Low Voltage Busbar Supports & Connector | Polyamide Busbar Supports & Connector | Polyamide Finger Supports | 332 | 112 N5-V0 (PA Finger Support (20 x 70 ) - for 1 run of 12mm busbar-V0 BK ) | 58 | 3004490 | 85381090
57 | Finished Good | Low Voltage Busbar Supports & Connector | Polyamide Busbar Supports & Connector | Polyamide Finger Supports | 332 | 112 N5-HB (PA Finger Support (20 x 70 ) - for 1 run of 12mm busbar-HB NC ) | 57 | 3004515 | 85381090
56 | Finished Good | Low Voltage Busbar Supports & Connector | Polyamide Busbar Supports & Connector | Polyamide Finger Supports | 332 | 112 N3-V0 (PA Finger Support (13 x 60 ) - for 1 run of 12mm busbar-V0 BK) | 56 | 3004499 | 85381090
55 | Finished Good | Low Voltage Busbar Supports & Connector | Polyamide Busbar Supports & Connector | Polyamide Finger Supports | 332 | 112 N3-HB (PA Finger Support (13 x 60 ) - for 1 run of 12mm busbar-HB NC) | 55 | 3004524 | 85381090
54 | Finished Good | Low Voltage Busbar Supports & Connector | Polyamide Busbar Supports & Connector | Polyamide Finger Supports | 332 | 112 N1-V0 (PA Finger Support (13 x 50 ) - for 1 run of 12mm busbar-V0 BK) | 54 | 3004502 | 85381090
53 | Finished Good | Low Voltage Busbar Supports & Connector | Polyamide Busbar Supports & Connector | Polyamide Finger Supports | 332 | 112 N1-HB (PA Finger Support (13 x 50 ) - for 1 run of 12mm busbar-HB NC ) | 53 | 3004527 | 85381090
52 | Finished Good | Low Voltage Busbar Supports & Connector | SMC/DMC Busbar Supports & Connector | Finger Supports | 320 | 110W-S (Finger Support (14 x 60 ) - for 1 run of 10mm busbar-SMC Ivory) | 52 | 3005007 | 85381090
51 | Finished Good | Low Voltage Busbar Supports & Connector | SMC/DMC Busbar Supports & Connector | Finger Supports | 320 | 110W-D (Finger Support (14 x 60 ) - for 1 run of 10mm busbar-DMC Red) | 51 | 3004841 | 85381090
50 | Finished Good | Low Voltage Busbar Supports & Connector | SMC/DMC Busbar Supports & Connector | Finger Supports | 320 | 110T-S (Finger Support (25 x 70 ) - for 1 run of 10mm busbar-SMC Ivory ) | 50 | 3005001 | 85381090
49 | Finished Good | Low Voltage Busbar Supports & Connector | SMC/DMC Busbar Supports & Connector | Finger Supports | 320 | 110T-D (Finger Support (25 x 70 ) - for 1 run of 10mm busbar-DMC Red ) | 49 | 3004835 | 85381090
48 | Finished Good | Low Voltage Busbar Supports & Connector | SMC/DMC Busbar Supports & Connector | Finger Supports | 320 | 110S-S (Finger Support (14 x 50 ) - for 1 run of 10mm busbar-SMC Ivory) | 48 | 3005010 | 85381090
47 | Finished Good | Low Voltage Busbar Supports & Connector | SMC/DMC Busbar Supports & Connector | Finger Supports | 320 | 110S-D (Finger Support (14 x 50 ) - for 1 run of 10mm busbar-DMC Red) | 47 | 3004844 | 85381090
46 | Finished Good | Low Voltage Busbar Supports & Connector | SMC/DMC Busbar Supports & Connector | Finger Supports | 320 | 110K-S (Finger Support (20 x 70 ) - for 1 run of 10mm busba-SMC Ivory) | 46 | 3005004 | 85381090
45 | Finished Good | Low Voltage Busbar Supports & Connector | SMC/DMC Busbar Supports & Connector | Finger Supports | 320 | 110K-D (Finger Support (20 x 70 ) - for 1 run of 10mm busba-DMC Red) | 45 | 3004838 | 85381090
44 | Finished Good | Low Voltage Busbar Supports & Connector | Polyamide Busbar Supports & Connector | Polyamide Finger Supports | 332 | 110 N5-V0 (PA Finger Support (20 x 70 ) - for 1 run of 10mm busbar-V0 BK) | 44 | 3004491 | 85381090
43 | Finished Good | Low Voltage Busbar Supports & Connector | Polyamide Busbar Supports & Connector | Polyamide Finger Supports | 332 | 110 N5-HB (PA Finger sprt (20 x 70 ) - for 1 run of 10mm busbar-HB NC ) | 43 | 3004516 | 85381090
42 | Finished Good | Low Voltage Busbar Supports & Connector | Polyamide Busbar Supports & Connector | Polyamide Finger Supports | 332 | 110 N3-V0 (PA Finger Support (13 x 60 ) - for 1 run of 10mm busbar-V0 BK ) | 42 | 3004500 | 85381090
41 | Finished Good | Low Voltage Busbar Supports & Connector | Polyamide Busbar Supports & Connector | Polyamide Finger Supports | 332 | 110 N3-HB (PA Finger sprt (13 x 60 ) - for 1 run of 10mm busbar-HB NC ) | 41 | 3004525 | 85381090
40 | Finished Good | Low Voltage Busbar Supports & Connector | Polyamide Busbar Supports & Connector | Polyamide Finger Supports | 332 | 110 N1-V0 (PA Finger Support (13 x 50 ) - for 1 run of 10mm busbar-V0 BK) | 40 | 3004503 | 85381090
39 | Finished Good | Low Voltage Busbar Supports & Connector | Polyamide Busbar Supports & Connector | Polyamide Finger Supports | 332 | 110 N1-HB (PA Finger sprt (13 x 50 ) - for 1 run of 10mm busbar-HB NC ) | 39 | 3004528 | 85381090
38 | Finished Good | Low Voltage Busbar Supports & Connector | SMC/DMC Busbar Supports & Connector | Insulators for Vertical/Horizontal Bars | 323 | 10P-406/211-H108 (Unipolar BBS for Horizontal busbar- 100mm Long-SMC Ivory ) | 38 | 3004904 | 85381090
37 | Finished Good | Low Voltage Busbar Supports & Connector | SMC/DMC Busbar Supports & Connector | Insulators for Vertical/Horizontal Bars | 323 | 10P-406/211 (Unipolar BBS- 3R x 6mm & 2R x 10mm Busbar-100mm Long-SMC Ivory ) | 37 | 3004907 | 85381090
36 | Finished Good | Low Voltage Busbar Supports & Connector | SMC/DMC Busbar Supports & Connector | Insulators for Vertical/Horizontal Bars | 323 | 10P-307/211 (Unipolar BBS- 3R x 6mm & 2Rx10mm Busbar-100mm Long-SMC IV ) | 36 | 3004908 | 85381090
35 | Raw Material | Packaging material | Packing boxes | Inner/Outer boxes | 212 | 10P otr (10P OUTER) | 35 | 1001483 | 85381090
34 | Raw Material | Packaging material | Packing boxes | Inner/Outer boxes | 212 | 10P wht inr (10P WHITE INNER) | 34 | 1001484 | 85381090
33 | Raw Material | Packaging material | Packing boxes | Inner/Outer boxes | 212 | 10P PRINT inr (10P PRINT INNER) | 33 | 1001485 | 85381090
32 | Finished Good | Low Voltage Busbar Supports & Connector | SMC/DMC Busbar Supports & Connector | Finger Supports | 320 | 106W-S (Finger Support (14 x 60 ) - for 1 run of 6mm busbar-SMC Ivory) | 32 | 3005008 | 85381090
31 | Finished Good | Low Voltage Busbar Supports & Connector | SMC/DMC Busbar Supports & Connector | Finger Supports | 320 | 106W-D (Finger Support (14 x 60 ) - for 1 run of 6mm busbar-DMC Red) | 31 | 3004842 | 85381090
30 | Finished Good | Low Voltage Busbar Supports & Connector | SMC/DMC Busbar Supports & Connector | Finger Supports | 320 | 106T-S (Finger Support (25 x 70 ) - for 1 run of 6mm busbar-SMC Ivory ) | 30 | 3005002 | 85381090
29 | Finished Good | Low Voltage Busbar Supports & Connector | SMC/DMC Busbar Supports & Connector | Finger Supports | 320 | 106T-D (Finger Support (25 x 70 ) - for 1 run of 6mm busbar-DMC Red ) | 29 | 3004836 | 85381090
28 | Finished Good | Low Voltage Busbar Supports & Connector | SMC/DMC Busbar Supports & Connector | Finger Supports | 320 | 106S-S (Finger Support (14 x 50 ) - for 1 run of 6mm busbar-SMC Ivory) | 28 | 3005011 | 85381090
27 | Finished Good | Low Voltage Busbar Supports & Connector | SMC/DMC Busbar Supports & Connector | Finger Supports | 320 | 106S-D (Finger Support (14 x 50 ) - for 1 run of 6mm busbar-DMC Red) | 27 | 3004845 | 85381090
26 | Finished Good | Low Voltage Busbar Supports & Connector | SMC/DMC Busbar Supports & Connector | Finger Supports | 320 | 106K-S (Finger Support (20 x 70 ) - for 1 run of 6mm busbar-SMC Ivory) | 26 | 3005005 | 85381090
25 | Finished Good | Low Voltage Busbar Supports & Connector | SMC/DMC Busbar Supports & Connector | Finger Supports | 320 | 106K-D (Finger Support (20 x 70 ) - for 1 run of 6mm busbar-DMC Red) | 25 | 3004839 | 85381090
24 | Finished Good | Low Voltage Busbar Supports & Connector | Polyamide Busbar Supports & Connector | Polyamide Finger Supports | 332 | 106 N5-V0 (PA Finger Support (20 x 70 ) - for 1 run of 6mm busbar-V0 BK ) | 24 | 3004492 | 85381090
23 | Finished Good | Low Voltage Busbar Supports & Connector | Polyamide Busbar Supports & Connector | Polyamide Finger Supports | 332 | 106 N5-HB (PA Finger Support (20 x 70 ) - for 1 run of 6mm busbar-HB NC ) | 23 | 3004517 | 85381090
22 | Finished Good | Low Voltage Busbar Supports & Connector | Polyamide Busbar Supports & Connector | Polyamide Finger Supports | 332 | 106 N3-V0 (PA Finger Support (13 x 60 ) - for 1 run of 6mm busbar-V0 BK ) | 22 | 3004501 | 85381090
21 | Finished Good | Low Voltage Busbar Supports & Connector | Polyamide Busbar Supports & Connector | Polyamide Finger Supports | 332 | 106 N3-HB (PA Finger Support (13 x 60 ) - for 1 run of 6mm busbar-HB NC) | 21 | 3004526 | 85381090
20 | Finished Good | Low Voltage Busbar Supports & Connector | Polyamide Busbar Supports & Connector | Polyamide Finger Supports | 332 | 106 N1-V0 (PA Finger Support (13 x 50 ) - for 1 run of 6mm busbar-V0 BK ) | 20 | 3004504 | 85381090
19 | Finished Good | Low Voltage Busbar Supports & Connector | Polyamide Busbar Supports & Connector | Polyamide Finger Supports | 332 | 106 N1-HB (PA Finger Support (13/50 ) - for 1 run of 6mm busbar-HB NC ) | 19 | 3004529 | 85381090
18 | Finished Good | Low Voltage Standoff Insulators | Thermoset DMC/BMC Insulators | BTC | 83 | 130-1051-01 100KW-S-38a (2X1/4/15MM SS Insert DMC US RED) | 18 | 3003577 | 85381090
17 | Finished Good | Low Voltage Standoff Insulators | Thermoset DMC/BMC Insulators | BTC | 83 | 130-1050-01 100KW-S-37a (4X1/4X15MM SS Insert DMC US RED) | 17 | 3003578 | 85381090
16 | Finished Good | Low Voltage Standoff Insulators | Thermoset DMC/BMC Insulators | Full Hexagonal Insulator | 205 | 0UL606020053 (20hh850 -full Hex Af-20mm X 50mm - M8 Ms Insert) | 16 | 3001026 | 85381090
15 | Finished Good | Low Voltage Standoff Insulators | Thermoset DMC/BMC Insulators | Round Hexagonal Insulator | 289 | 060602A072 (20RH620 -Round Hex Af-20mm X 20mm - M6 Ms Insert) | 15 | 3001025 | 85381090
14 | Finished Good | Low Voltage Standoff Insulators | Thermoset DMC/BMC Insulators | Round Hexagonal Insulator | 289 | 060602A071 (30rh855 -round Hex Af-30mm X 55mm - M8 Ms Insert) | 14 | 3001016 | 85381090
13 | Finished Good | Low Voltage Standoff Insulators | Thermoset DMC/BMC Insulators | Full Hexagonal Insulator | 205 | 060602A061 (25hh850 -full Hex Af-25mm X 50mm - M8 Ms Insert) | 13 | 3001019 | 85381090
12 | Finished Good | Low Voltage Standoff Insulators | Thermoset DMC/BMC Insulators | Round Hexagonal Insulator | 289 | 060602A060 (30rh830 -Round Hex Af-30mm X 30mm - M8 Ms Insert) | 12 | 3001018 | 85381090
11 | Finished Good | Low Voltage Standoff Insulators | Thermoset DMC/BMC Insulators | Full Hexagonal Insulator | 205 | 060602A051 (20hh825 -full Hex Af-25mm X 25mm - M8 Ms Insert) | 11 | 3001027 | 85381090
10 | Finished Good | Low Voltage Standoff Insulators | Thermoset DMC/BMC Insulators | Round Hexagonal Insulator | 289 | 060602A044 (20Rh650 -Round Hex Af-20mm X 50mm - M6 Ms Insert) | 10 | 3001022 | 85381090
9 | Finished Good | Low Voltage Standoff Insulators | Thermoset DMC/BMC Insulators | Round Hexagonal Insulator | 289 | 060602A030 (30rh835 -Round Hex Af-30mm X 35mm - M8 Ms Insert) | 9 | 3001017 | 85381090
8 | Finished Good | Low Voltage Standoff Insulators | Thermoset DMC/BMC Insulators | Round Hexagonal Insulator | 289 | 060602A029 (20RH635 -Round Hex Af-20mm X 35mm - M6 Ms Insert) | 8 | 3001023 | 85381090
7 | Finished Good | Low Voltage Standoff Insulators | Thermoset DMC/BMC Insulators | Full Hexagonal Insulator | 205 | 060602A026 (20HH616MS - Full Hex AF-20mm x 16mm - M6 MS Insert) | 7 | 3001030 | 85381090
6 | Finished Good | Low Voltage Standoff Insulators | Thermoset DMC/BMC Insulators | Full Hexagonal Insulator | 205 | 060602A025 (20hh640 -full Hex Af-20mm X 40mm - M6 Ms Insert) | 6 | 3001028 | 85381090
5 | Finished Good | Low Voltage Standoff Insulators | Thermoset DMC/BMC Insulators | Round Hexagonal Insulator | 289 | 060602A012 (20Rh625 -Round Hex Af-20mm X 25mm - M6 Ms Insert) | 5 | 3001024 | 85381090
4 | Finished Good | Low Voltage Standoff Insulators | Thermoset DMC/BMC Insulators | Full Hexagonal Insulator | 205 | 060602A011 (20hh630 -full Hex Af-20mm X 30mm - M6 Ms Insert) | 4 | 3001029 | 85381090
3 | Finished Good | Low Voltage Busbar Supports & Connector | SMC/DMC Busbar Supports & Connector | Supports for Horizontal Busbars | 326 | 01NLSPS 11(M5) (Unipolar Support for Holding Busbars - H-30mm - DMC Red) | 3 | 3004769 | 85381090
2 | Finished Good | Low Voltage Busbar Supports & Connector | SMC/DMC Busbar Supports & Connector | Supports for Horizontal Busbars | 326 | 01EBS 25 (Unipolar Support for Holding Busbars - H-30mm - DMC Red) | 2 | 3004770 | 85381090